## Sheet2
| Savings |  |  |  | Base Consumption, 1HP motor |  |  |  | VFD Consumption, 1HP motor |  |  |  | Savings Factors
| Supply Fans | Return Fans | Cooling Water Pumps | Hot Water Pumps | Supply Fans | Return Fans | Cooling Water Pumps | Hot Water Pumps | Supply Fans | Return Fans | Cooling Water Pumps | Hot Water Pumps | Supply Fans | Return Fans | Cooling Water Pumps | Hot Water Pumps
Timestamp | kW/hp | kW/hp | kW/hp | kW/hp | kW | kW | kW | kW | kW | kW | kW | kW | 0.44532 | 0.39164 | 0.3577 | 0.339
2012-01-01 | 0.17409 | 0.11394 | 0.17144 | 0.21895 | 0.52119 | 0.52119 | 0.52119 | 0.52119 | 0.3471 | 0.40725 | 0.34975 | 0.30224
2012-01-01 01:00 | 0.17465 | 0.10861 | 0.1669 | 0.22076 | 0.52119 | 0.52119 | 0.52119 | 0.52119 | 0.34654 | 0.41258 | 0.35429 | 0.30043 | Demand Factors
2012-01-01 02:00 | 0.17604 | 0.10729 | 0.16629 | 0.22022 | 0.52119 | 0.52119 | 0.52119 | 0.52119 | 0.34515 | 0.4139 | 0.3549 | 0.30097 | Supply Fans | Return Fans | Cooling Water Pumps | Hot Water Pumps
2012-01-01 03:00 | 0.17673 | 0.10674 | 0.16766 | 0.22095 | 0.52119 | 0.52119 | 0.52119 | 0.52119 | 0.34446 | 0.41444 | 0.35353 | 0.30023 | 0.00012485 | 0.00013185 | 0.00011651 | 0.00014426
2012-01-01 04:00 | 0.17803 | 0.11137 | 0.16823 | 0.22137 | 0.52119 | 0.52119 | 0.52119 | 0.52119 | 0.34316 | 0.40982 | 0.35295 | 0.29981
2012-01-01 05:00 | 0.18161 | 0.11464 | 0.18009 | 0.22385 | 0.52119 | 0.52119 | 0.52119 | 0.52119 | 0.33958 | 0.40655 | 0.3411 | 0.29734
2012-01-01 06:00 | 0.19425 | 0.13 | 0.18563 | 0.22437 | 0.52119 | 0.52119 | 0.52119 | 0.52119 | 0.32694 | 0.39119 | 0.33556 | 0.29682
2012-01-01 07:00 | 0.20949 | 0.16667 | 0.18406 | 0.22495 | 0.52119 | 0.52119 | 0.52119 | 0.52119 | 0.3117 | 0.35452 | 0.33713 | 0.29624
2012-01-01 08:00 | 0.22578 | 0.21483 | 0.19377 | 0.22655 | 0.52119 | 0.52119 | 0.52119 | 0.52119 | 0.2954 | 0.30636 | 0.32742 | 0.29464
2012-01-01 09:00 | 0.23608 | 0.23923 | 0.18653 | 0.22799 | 0.52119 | 0.52119 | 0.52119 | 0.52119 | 0.28511 | 0.28196 | 0.33466 | 0.2932
2012-01-01 10:00 | 0.24086 | 0.2423 | 0.18451 | 0.22845 | 0.52119 | 0.52119 | 0.52119 | 0.52119 | 0.28032 | 0.27889 | 0.33668 | 0.29274
2012-01-01 11:00 | 0.24355 | 0.24395 | 0.18358 | 0.22891 | 0.52119 | 0.52119 | 0.52119 | 0.52119 | 0.27764 | 0.27724 | 0.33761 | 0.29228
2012-01-01 12:00 | 0.24293 | 0.24001 | 0.18012 | 0.22771 | 0.52119 | 0.52119 | 0.52119 | 0.52119 | 0.27826 | 0.28118 | 0.34106 | 0.29348
2012-01-01 13:00 | 0.23929 | 0.22884 | 0.18342 | 0.22529 | 0.52119 | 0.52119 | 0.52119 | 0.52119 | 0.2819 | 0.29235 | 0.33777 | 0.2959
2012-01-01 14:00 | 0.23369 | 0.22155 | 0.17597 | 0.22184 | 0.52119 | 0.52119 | 0.52119 | 0.52119 | 0.2875 | 0.29964 | 0.34522 | 0.29935
2012-01-01 15:00 | 0.22595 | 0.19496 | 0.17966 | 0.22065 | 0.52119 | 0.52119 | 0.52119 | 0.52119 | 0.29524 | 0.32622 | 0.34153 | 0.30054
2012-01-01 16:00 | 0.22128 | 0.17711 | 0.17356 | 0.22043 | 0.52119 | 0.52119 | 0.52119 | 0.52119 | 0.29991 | 0.34408 | 0.34762 | 0.30076
2012-01-01 17:00 | 0.21196 | 0.1635 | 0.17048 | 0.21833 | 0.52119 | 0.52119 | 0.52119 | 0.52119 | 0.30923 | 0.35769 | 0.35071 | 0.30286
2012-01-01 18:00 | 0.20755 | 0.15502 | 0.1693 | 0.21519 | 0.52119 | 0.52119 | 0.52119 | 0.52119 | 0.31364 | 0.36617 | 0.35189 | 0.30599
2012-01-01 19:00 | 0.19703 | 0.14339 | 0.17809 | 0.21536 | 0.52119 | 0.52119 | 0.52119 | 0.52119 | 0.32416 | 0.3778 | 0.3431 | 0.30583
2012-01-01 20:00 | 0.19579 | 0.13607 | 0.17831 | 0.21678 | 0.52119 | 0.52119 | 0.52119 | 0.52119 | 0.3254 | 0.38511 | 0.34288 | 0.30441
2012-01-01 21:00 | 0.19206 | 0.13149 | 0.1816 | 0.21321 | 0.52119 | 0.52119 | 0.52119 | 0.52119 | 0.32913 | 0.3897 | 0.33959 | 0.30798
2012-01-01 22:00 | 0.1894 | 0.12639 | 0.18511 | 0.21267 | 0.52119 | 0.52119 | 0.52119 | 0.52119 | 0.33179 | 0.3948 | 0.33608 | 0.30852
2012-01-01 23:00 | 0.18915 | 0.11622 | 0.17778 | 0.21254 | 0.52119 | 0.52119 | 0.52119 | 0.52119 | 0.33204 | 0.40496 | 0.3434 | 0.30864
2012-01-02 | 0.17432 | 0.11375 | 0.17004 | 0.20917 | 0.52119 | 0.52119 | 0.52119 | 0.52119 | 0.34687 | 0.40743 | 0.35115 | 0.31202
2012-01-02 01:00 | 0.17453 | 0.10811 | 0.1662 | 0.21587 | 0.52119 | 0.52119 | 0.52119 | 0.52119 | 0.34666 | 0.41308 | 0.35498 | 0.30532
2012-01-02 02:00 | 0.17662 | 0.10699 | 0.16708 | 0.21791 | 0.52119 | 0.52119 | 0.52119 | 0.52119 | 0.34457 | 0.4142 | 0.35411 | 0.30328
2012-01-02 03:00 | 0.17746 | 0.10663 | 0.16881 | 0.21238 | 0.52119 | 0.52119 | 0.52119 | 0.52119 | 0.34372 | 0.41456 | 0.35238 | 0.30881
2012-01-02 04:00 | 0.1788 | 0.11139 | 0.16994 | 0.21897 | 0.52119 | 0.52119 | 0.52119 | 0.52119 | 0.34239 | 0.4098 | 0.35125 | 0.30222
2012-01-02 05:00 | 0.18236 | 0.11475 | 0.18779 | 0.21962 | 0.52119 | 0.52119 | 0.52119 | 0.52119 | 0.33883 | 0.40643 | 0.3334 | 0.30157
2012-01-02 06:00 | 0.19533 | 0.13045 | 0.19327 | 0.22149 | 0.52119 | 0.52119 | 0.52119 | 0.52119 | 0.32586 | 0.39074 | 0.32791 | 0.2997
2012-01-02 07:00 | 0.20995 | 0.16605 | 0.19283 | 0.22407 | 0.52119 | 0.52119 | 0.52119 | 0.52119 | 0.31123 | 0.35513 | 0.32835 | 0.29712
2012-01-02 08:00 | 0.22619 | 0.2141 | 0.20321 | 0.22611 | 0.52119 | 0.52119 | 0.52119 | 0.52119 | 0.295 | 0.30709 | 0.31797 | 0.29508
2012-01-02 09:00 | 0.23641 | 0.23848 | 0.18854 | 0.226 | 0.52119 | 0.52119 | 0.52119 | 0.52119 | 0.28477 | 0.28271 | 0.33265 | 0.29519
2012-01-02 10:00 | 0.2406 | 0.2419 | 0.18661 | 0.22867 | 0.52119 | 0.52119 | 0.52119 | 0.52119 | 0.28059 | 0.27929 | 0.33458 | 0.29251
2012-01-02 11:00 | 0.24284 | 0.24283 | 0.18335 | 0.22941 | 0.52119 | 0.52119 | 0.52119 | 0.52119 | 0.27835 | 0.27836 | 0.33783 | 0.29178
2012-01-02 12:00 | 0.24224 | 0.23886 | 0.17949 | 0.22819 | 0.52119 | 0.52119 | 0.52119 | 0.52119 | 0.27895 | 0.28233 | 0.3417 | 0.293
2012-01-02 13:00 | 0.23888 | 0.22825 | 0.17193 | 0.22556 | 0.52119 | 0.52119 | 0.52119 | 0.52119 | 0.28231 | 0.29294 | 0.34925 | 0.29563
2012-01-02 14:00 | 0.23423 | 0.2213 | 0.17372 | 0.22208 | 0.52119 | 0.52119 | 0.52119 | 0.52119 | 0.28696 | 0.29989 | 0.34747 | 0.29911
2012-01-02 15:00 | 0.22673 | 0.1948 | 0.17123 | 0.22022 | 0.52119 | 0.52119 | 0.52119 | 0.52119 | 0.29446 | 0.32639 | 0.34996 | 0.30097
2012-01-02 16:00 | 0.2215 | 0.17747 | 0.17356 | 0.22065 | 0.52119 | 0.52119 | 0.52119 | 0.52119 | 0.29969 | 0.34372 | 0.34763 | 0.30053
2012-01-02 17:00 | 0.21209 | 0.16262 | 0.17067 | 0.21875 | 0.52119 | 0.52119 | 0.52119 | 0.52119 | 0.30909 | 0.35856 | 0.35052 | 0.30243
2012-01-02 18:00 | 0.20746 | 0.15454 | 0.16943 | 0.21583 | 0.52119 | 0.52119 | 0.52119 | 0.52119 | 0.31373 | 0.36664 | 0.35175 | 0.30536
2012-01-02 19:00 | 0.19711 | 0.14318 | 0.17827 | 0.2161 | 0.52119 | 0.52119 | 0.52119 | 0.52119 | 0.32408 | 0.37801 | 0.34292 | 0.30509
2012-01-02 20:00 | 0.19586 | 0.13609 | 0.17827 | 0.21791 | 0.52119 | 0.52119 | 0.52119 | 0.52119 | 0.32532 | 0.3851 | 0.34292 | 0.30328
2012-01-02 21:00 | 0.19231 | 0.13168 | 0.18165 | 0.21733 | 0.52119 | 0.52119 | 0.52119 | 0.52119 | 0.32887 | 0.3895 | 0.33954 | 0.30386
2012-01-02 22:00 | 0.18966 | 0.12712 | 0.18249 | 0.21799 | 0.52119 | 0.52119 | 0.52119 | 0.52119 | 0.33153 | 0.39407 | 0.33869 | 0.3032
2012-01-02 23:00 | 0.1893 | 0.11792 | 0.1776 | 0.22005 | 0.52119 | 0.52119 | 0.52119 | 0.52119 | 0.33189 | 0.40326 | 0.34359 | 0.30114
2012-01-03 | 0.1771 | 0.10569 | 0.17056 | 0.2174 | 0.52119 | 0.52119 | 0.52119 | 0.52119 | 0.34408 | 0.4155 | 0.35063 | 0.30378
2012-01-03 01:00 | 0.17784 | 0.10118 | 0.17107 | 0.21802 | 0.52119 | 0.52119 | 0.52119 | 0.52119 | 0.34334 | 0.42001 | 0.35012 | 0.30317
2012-01-03 02:00 | 0.17594 | 0.1027 | 0.1739 | 0.21936 | 0.52119 | 0.52119 | 0.52119 | 0.52119 | 0.34525 | 0.41849 | 0.34728 | 0.30183
2012-01-03 03:00 | 0.18718 | 0.10396 | 0.17887 | 0.22055 | 0.52119 | 0.52119 | 0.52119 | 0.52119 | 0.33401 | 0.41723 | 0.34232 | 0.30063
2012-01-03 04:00 | 0.20521 | 0.12815 | 0.18179 | 0.22293 | 0.52119 | 0.52119 | 0.52119 | 0.52119 | 0.31598 | 0.39304 | 0.3394 | 0.29826
2012-01-03 05:00 | 0.23119 | 0.14827 | 0.18559 | 0.22795 | 0.52119 | 0.52119 | 0.52119 | 0.52119 | 0.29 | 0.37292 | 0.33559 | 0.29324
2012-01-03 06:00 | 0.27059 | 0.2341 | 0.19612 | 0.23238 | 0.52119 | 0.52119 | 0.52119 | 0.52119 | 0.2506 | 0.28709 | 0.32507 | 0.28881
2012-01-03 07:00 | 0.2959 | 0.30593 | 0.19473 | 0.23415 | 0.52119 | 0.52119 | 0.52119 | 0.52119 | 0.22529 | 0.21526 | 0.32646 | 0.28703
2012-01-03 08:00 | 0.30063 | 0.32885 | 0.19505 | 0.2344 | 0.52119 | 0.52119 | 0.52119 | 0.52119 | 0.22055 | 0.19234 | 0.32613 | 0.28679
2012-01-03 09:00 | 0.29833 | 0.33458 | 0.19733 | 0.23409 | 0.52119 | 0.52119 | 0.52119 | 0.52119 | 0.22286 | 0.18661 | 0.32386 | 0.2871
2012-01-03 10:00 | 0.29521 | 0.3294 | 0.1983 | 0.2351 | 0.52119 | 0.52119 | 0.52119 | 0.52119 | 0.22598 | 0.19178 | 0.32289 | 0.28609
2012-01-03 11:00 | 0.29478 | 0.32222 | 0.19926 | 0.23455 | 0.52119 | 0.52119 | 0.52119 | 0.52119 | 0.22641 | 0.19897 | 0.32193 | 0.28664
2012-01-03 12:00 | 0.29377 | 0.31851 | 0.19894 | 0.23237 | 0.52119 | 0.52119 | 0.52119 | 0.52119 | 0.22741 | 0.20268 | 0.32225 | 0.28882
2012-01-03 13:00 | 0.29306 | 0.31904 | 0.20212 | 0.23105 | 0.52119 | 0.52119 | 0.52119 | 0.52119 | 0.22813 | 0.20215 | 0.31907 | 0.29014
2012-01-03 14:00 | 0.29225 | 0.31469 | 0.1989 | 0.22887 | 0.52119 | 0.52119 | 0.52119 | 0.52119 | 0.22893 | 0.2065 | 0.32229 | 0.29232
2012-01-03 15:00 | 0.28952 | 0.30926 | 0.19901 | 0.22612 | 0.52119 | 0.52119 | 0.52119 | 0.52119 | 0.23167 | 0.21192 | 0.32218 | 0.29507
2012-01-03 16:00 | 0.28662 | 0.30764 | 0.19946 | 0.22467 | 0.52119 | 0.52119 | 0.52119 | 0.52119 | 0.23457 | 0.21355 | 0.32173 | 0.29652
2012-01-03 17:00 | 0.28035 | 0.29063 | 0.19881 | 0.22468 | 0.52119 | 0.52119 | 0.52119 | 0.52119 | 0.24084 | 0.23056 | 0.32238 | 0.29651
2012-01-03 18:00 | 0.24806 | 0.2585 | 0.19528 | 0.22148 | 0.52119 | 0.52119 | 0.52119 | 0.52119 | 0.27313 | 0.26269 | 0.32591 | 0.29971
2012-01-03 19:00 | 0.22608 | 0.21225 | 0.195 | 0.21965 | 0.52119 | 0.52119 | 0.52119 | 0.52119 | 0.29511 | 0.30894 | 0.32619 | 0.30154
2012-01-03 20:00 | 0.21079 | 0.18907 | 0.19329 | 0.21963 | 0.52119 | 0.52119 | 0.52119 | 0.52119 | 0.3104 | 0.33212 | 0.32789 | 0.30156
2012-01-03 21:00 | 0.20124 | 0.17907 | 0.19059 | 0.21936 | 0.52119 | 0.52119 | 0.52119 | 0.52119 | 0.31994 | 0.34212 | 0.3306 | 0.30183
2012-01-03 22:00 | 0.18923 | 0.14256 | 0.18676 | 0.2163 | 0.52119 | 0.52119 | 0.52119 | 0.52119 | 0.33196 | 0.37863 | 0.33443 | 0.30489
2012-01-03 23:00 | 0.17868 | 0.11222 | 0.18033 | 0.21498 | 0.52119 | 0.52119 | 0.52119 | 0.52119 | 0.34251 | 0.40897 | 0.34086 | 0.30621
2012-01-04 | 0.17687 | 0.10569 | 0.17242 | 0.2173 | 0.52119 | 0.52119 | 0.52119 | 0.52119 | 0.34432 | 0.4155 | 0.34877 | 0.30389
2012-01-04 01:00 | 0.17775 | 0.10115 | 0.17328 | 0.21782 | 0.52119 | 0.52119 | 0.52119 | 0.52119 | 0.34343 | 0.42004 | 0.34791 | 0.30337
2012-01-04 02:00 | 0.17659 | 0.10268 | 0.1756 | 0.21931 | 0.52119 | 0.52119 | 0.52119 | 0.52119 | 0.3446 | 0.41851 | 0.34559 | 0.30188
2012-01-04 03:00 | 0.18707 | 0.10394 | 0.18006 | 0.22029 | 0.52119 | 0.52119 | 0.52119 | 0.52119 | 0.33412 | 0.41725 | 0.34113 | 0.30089
2012-01-04 04:00 | 0.20575 | 0.12813 | 0.18242 | 0.22248 | 0.52119 | 0.52119 | 0.52119 | 0.52119 | 0.31544 | 0.39306 | 0.33877 | 0.29871
2012-01-04 05:00 | 0.23143 | 0.14829 | 0.18626 | 0.22716 | 0.52119 | 0.52119 | 0.52119 | 0.52119 | 0.28975 | 0.37289 | 0.33493 | 0.29403
2012-01-04 06:00 | 0.26919 | 0.23414 | 0.1977 | 0.2315 | 0.52119 | 0.52119 | 0.52119 | 0.52119 | 0.252 | 0.28705 | 0.32349 | 0.28969
2012-01-04 07:00 | 0.29447 | 0.30538 | 0.19738 | 0.23392 | 0.52119 | 0.52119 | 0.52119 | 0.52119 | 0.22672 | 0.21581 | 0.32381 | 0.28727
2012-01-04 08:00 | 0.30064 | 0.32886 | 0.19684 | 0.23268 | 0.52119 | 0.52119 | 0.52119 | 0.52119 | 0.22055 | 0.19233 | 0.32435 | 0.28851
2012-01-04 09:00 | 0.29743 | 0.33475 | 0.19644 | 0.23216 | 0.52119 | 0.52119 | 0.52119 | 0.52119 | 0.22375 | 0.18644 | 0.32475 | 0.28903
2012-01-04 10:00 | 0.29293 | 0.3302 | 0.19946 | 0.23338 | 0.52119 | 0.52119 | 0.52119 | 0.52119 | 0.22826 | 0.19098 | 0.32173 | 0.28781
2012-01-04 11:00 | 0.2928 | 0.32307 | 0.19853 | 0.23307 | 0.52119 | 0.52119 | 0.52119 | 0.52119 | 0.22839 | 0.19812 | 0.32266 | 0.28812
2012-01-04 12:00 | 0.29242 | 0.3194 | 0.19943 | 0.23152 | 0.52119 | 0.52119 | 0.52119 | 0.52119 | 0.22877 | 0.20179 | 0.32176 | 0.28967
2012-01-04 13:00 | 0.29161 | 0.31968 | 0.19955 | 0.23088 | 0.52119 | 0.52119 | 0.52119 | 0.52119 | 0.22958 | 0.20151 | 0.32163 | 0.29031
2012-01-04 14:00 | 0.29037 | 0.31481 | 0.19699 | 0.22841 | 0.52119 | 0.52119 | 0.52119 | 0.52119 | 0.23082 | 0.20638 | 0.32419 | 0.29278
2012-01-04 15:00 | 0.28784 | 0.30945 | 0.19744 | 0.22463 | 0.52119 | 0.52119 | 0.52119 | 0.52119 | 0.23335 | 0.21174 | 0.32375 | 0.29655
2012-01-04 16:00 | 0.28498 | 0.30764 | 0.19988 | 0.22251 | 0.52119 | 0.52119 | 0.52119 | 0.52119 | 0.23621 | 0.21355 | 0.32131 | 0.29868
2012-01-04 17:00 | 0.28037 | 0.29142 | 0.19803 | 0.22152 | 0.52119 | 0.52119 | 0.52119 | 0.52119 | 0.24082 | 0.22977 | 0.32315 | 0.29967
2012-01-04 18:00 | 0.24783 | 0.25722 | 0.18851 | 0.22051 | 0.52119 | 0.52119 | 0.52119 | 0.52119 | 0.27336 | 0.26396 | 0.33267 | 0.30068
2012-01-04 19:00 | 0.22645 | 0.21075 | 0.18229 | 0.21634 | 0.52119 | 0.52119 | 0.52119 | 0.52119 | 0.29474 | 0.31044 | 0.33889 | 0.30485
2012-01-04 20:00 | 0.21138 | 0.18803 | 0.1793 | 0.21814 | 0.52119 | 0.52119 | 0.52119 | 0.52119 | 0.30981 | 0.33316 | 0.34189 | 0.30304
2012-01-04 21:00 | 0.20116 | 0.17792 | 0.17697 | 0.21784 | 0.52119 | 0.52119 | 0.52119 | 0.52119 | 0.32003 | 0.34327 | 0.34422 | 0.30335
2012-01-04 22:00 | 0.18913 | 0.14149 | 0.17259 | 0.21513 | 0.52119 | 0.52119 | 0.52119 | 0.52119 | 0.33206 | 0.3797 | 0.34859 | 0.30606
2012-01-04 23:00 | 0.17861 | 0.11111 | 0.16664 | 0.21356 | 0.52119 | 0.52119 | 0.52119 | 0.52119 | 0.34258 | 0.41008 | 0.35455 | 0.30763
2012-01-05 | 0.17652 | 0.10478 | 0.16412 | 0.21728 | 0.52119 | 0.52119 | 0.52119 | 0.52119 | 0.34467 | 0.41641 | 0.35707 | 0.30391
2012-01-05 01:00 | 0.17744 | 0.10113 | 0.16309 | 0.2184 | 0.52119 | 0.52119 | 0.52119 | 0.52119 | 0.34375 | 0.42006 | 0.3581 | 0.30279
2012-01-05 02:00 | 0.17576 | 0.10255 | 0.16638 | 0.21737 | 0.52119 | 0.52119 | 0.52119 | 0.52119 | 0.34543 | 0.41864 | 0.35481 | 0.30382
2012-01-05 03:00 | 0.1869 | 0.10383 | 0.17138 | 0.21788 | 0.52119 | 0.52119 | 0.52119 | 0.52119 | 0.33429 | 0.41735 | 0.34981 | 0.30331
2012-01-05 04:00 | 0.20497 | 0.128 | 0.17433 | 0.22164 | 0.52119 | 0.52119 | 0.52119 | 0.52119 | 0.31622 | 0.39319 | 0.34686 | 0.29955
2012-01-05 05:00 | 0.23095 | 0.14878 | 0.17878 | 0.2268 | 0.52119 | 0.52119 | 0.52119 | 0.52119 | 0.29024 | 0.37241 | 0.34241 | 0.29439
2012-01-05 06:00 | 0.26906 | 0.23392 | 0.19882 | 0.23143 | 0.52119 | 0.52119 | 0.52119 | 0.52119 | 0.25212 | 0.28727 | 0.32237 | 0.28976
2012-01-05 07:00 | 0.29341 | 0.30564 | 0.19608 | 0.23004 | 0.52119 | 0.52119 | 0.52119 | 0.52119 | 0.22778 | 0.21555 | 0.32511 | 0.29115
2012-01-05 08:00 | 0.29921 | 0.32766 | 0.19014 | 0.2295 | 0.52119 | 0.52119 | 0.52119 | 0.52119 | 0.22198 | 0.19353 | 0.33105 | 0.29168
2012-01-05 09:00 | 0.29694 | 0.33373 | 0.1898 | 0.23036 | 0.52119 | 0.52119 | 0.52119 | 0.52119 | 0.22425 | 0.18746 | 0.33139 | 0.29083
2012-01-05 10:00 | 0.29461 | 0.32864 | 0.1951 | 0.23057 | 0.52119 | 0.52119 | 0.52119 | 0.52119 | 0.22658 | 0.19255 | 0.32609 | 0.29062
2012-01-05 11:00 | 0.29432 | 0.32235 | 0.18711 | 0.23003 | 0.52119 | 0.52119 | 0.52119 | 0.52119 | 0.22686 | 0.19884 | 0.33407 | 0.29116
2012-01-05 12:00 | 0.29327 | 0.31873 | 0.19216 | 0.23074 | 0.52119 | 0.52119 | 0.52119 | 0.52119 | 0.22792 | 0.20246 | 0.32903 | 0.29045
2012-01-05 13:00 | 0.29244 | 0.31913 | 0.18828 | 0.23087 | 0.52119 | 0.52119 | 0.52119 | 0.52119 | 0.22875 | 0.20206 | 0.33291 | 0.29031
2012-01-05 14:00 | 0.2916 | 0.31476 | 0.1853 | 0.22852 | 0.52119 | 0.52119 | 0.52119 | 0.52119 | 0.22958 | 0.20643 | 0.33589 | 0.29267
2012-01-05 15:00 | 0.28942 | 0.30915 | 0.18562 | 0.22252 | 0.52119 | 0.52119 | 0.52119 | 0.52119 | 0.23177 | 0.21203 | 0.33557 | 0.29867
2012-01-05 16:00 | 0.28627 | 0.30686 | 0.19352 | 0.22123 | 0.52119 | 0.52119 | 0.52119 | 0.52119 | 0.23491 | 0.21433 | 0.32766 | 0.29996
2012-01-05 17:00 | 0.28142 | 0.29064 | 0.189 | 0.21883 | 0.52119 | 0.52119 | 0.52119 | 0.52119 | 0.23977 | 0.23055 | 0.33219 | 0.30236
2012-01-05 18:00 | 0.24835 | 0.257 | 0.18413 | 0.21861 | 0.52119 | 0.52119 | 0.52119 | 0.52119 | 0.27283 | 0.26418 | 0.33705 | 0.30258
2012-01-05 19:00 | 0.22755 | 0.21095 | 0.1822 | 0.2145 | 0.52119 | 0.52119 | 0.52119 | 0.52119 | 0.29364 | 0.31024 | 0.33899 | 0.30669
2012-01-05 20:00 | 0.21216 | 0.18752 | 0.17843 | 0.21866 | 0.52119 | 0.52119 | 0.52119 | 0.52119 | 0.30903 | 0.33367 | 0.34276 | 0.30252
2012-01-05 21:00 | 0.20108 | 0.17753 | 0.17625 | 0.21881 | 0.52119 | 0.52119 | 0.52119 | 0.52119 | 0.32011 | 0.34366 | 0.34493 | 0.30237
2012-01-05 22:00 | 0.18936 | 0.1412 | 0.17223 | 0.21641 | 0.52119 | 0.52119 | 0.52119 | 0.52119 | 0.33183 | 0.37999 | 0.34895 | 0.30478
2012-01-05 23:00 | 0.17899 | 0.11093 | 0.16648 | 0.21499 | 0.52119 | 0.52119 | 0.52119 | 0.52119 | 0.3422 | 0.41026 | 0.35471 | 0.3062
2012-01-06 | 0.17696 | 0.10473 | 0.16206 | 0.21889 | 0.52119 | 0.52119 | 0.52119 | 0.52119 | 0.34423 | 0.41646 | 0.35913 | 0.3023
2012-01-06 01:00 | 0.17781 | 0.10112 | 0.16236 | 0.22006 | 0.52119 | 0.52119 | 0.52119 | 0.52119 | 0.34338 | 0.42007 | 0.35883 | 0.30113
2012-01-06 02:00 | 0.17622 | 0.10249 | 0.1642 | 0.21847 | 0.52119 | 0.52119 | 0.52119 | 0.52119 | 0.34497 | 0.4187 | 0.35698 | 0.30271
2012-01-06 03:00 | 0.18709 | 0.10379 | 0.16955 | 0.21882 | 0.52119 | 0.52119 | 0.52119 | 0.52119 | 0.3341 | 0.4174 | 0.35163 | 0.30237
2012-01-06 04:00 | 0.20533 | 0.12797 | 0.17234 | 0.22209 | 0.52119 | 0.52119 | 0.52119 | 0.52119 | 0.31586 | 0.39322 | 0.34884 | 0.2991
2012-01-06 05:00 | 0.23191 | 0.14903 | 0.17651 | 0.22732 | 0.52119 | 0.52119 | 0.52119 | 0.52119 | 0.28927 | 0.37215 | 0.34467 | 0.29387
2012-01-06 06:00 | 0.27096 | 0.23354 | 0.1977 | 0.23249 | 0.52119 | 0.52119 | 0.52119 | 0.52119 | 0.25023 | 0.28765 | 0.32349 | 0.2887
2012-01-06 07:00 | 0.29512 | 0.30607 | 0.19451 | 0.23133 | 0.52119 | 0.52119 | 0.52119 | 0.52119 | 0.22607 | 0.21512 | 0.32667 | 0.28986
2012-01-06 08:00 | 0.30012 | 0.32797 | 0.18681 | 0.23125 | 0.52119 | 0.52119 | 0.52119 | 0.52119 | 0.22107 | 0.19322 | 0.33437 | 0.28994
2012-01-06 09:00 | 0.29775 | 0.33327 | 0.18728 | 0.23144 | 0.52119 | 0.52119 | 0.52119 | 0.52119 | 0.22343 | 0.18792 | 0.33391 | 0.28974
2012-01-06 10:00 | 0.29382 | 0.32869 | 0.19191 | 0.23268 | 0.52119 | 0.52119 | 0.52119 | 0.52119 | 0.22737 | 0.1925 | 0.32928 | 0.28851
2012-01-06 11:00 | 0.29396 | 0.32163 | 0.18705 | 0.23258 | 0.52119 | 0.52119 | 0.52119 | 0.52119 | 0.22723 | 0.19956 | 0.33414 | 0.28861
2012-01-06 12:00 | 0.2933 | 0.31804 | 0.19269 | 0.23226 | 0.52119 | 0.52119 | 0.52119 | 0.52119 | 0.22789 | 0.20314 | 0.3285 | 0.28892
2012-01-06 13:00 | 0.29269 | 0.31882 | 0.19211 | 0.23128 | 0.52119 | 0.52119 | 0.52119 | 0.52119 | 0.2285 | 0.20237 | 0.32908 | 0.28991
2012-01-06 14:00 | 0.29209 | 0.31483 | 0.19153 | 0.22915 | 0.52119 | 0.52119 | 0.52119 | 0.52119 | 0.2291 | 0.20636 | 0.32966 | 0.29204
2012-01-06 15:00 | 0.28973 | 0.3094 | 0.19562 | 0.22477 | 0.52119 | 0.52119 | 0.52119 | 0.52119 | 0.23145 | 0.21179 | 0.32557 | 0.29642
2012-01-06 16:00 | 0.2867 | 0.30759 | 0.19973 | 0.22324 | 0.52119 | 0.52119 | 0.52119 | 0.52119 | 0.23449 | 0.2136 | 0.32146 | 0.29795
2012-01-06 17:00 | 0.28125 | 0.29118 | 0.19886 | 0.22235 | 0.52119 | 0.52119 | 0.52119 | 0.52119 | 0.23994 | 0.23 | 0.32233 | 0.29883
2012-01-06 18:00 | 0.24869 | 0.25798 | 0.19161 | 0.22125 | 0.52119 | 0.52119 | 0.52119 | 0.52119 | 0.2725 | 0.26321 | 0.32958 | 0.29994
2012-01-06 19:00 | 0.22765 | 0.21173 | 0.18869 | 0.21769 | 0.52119 | 0.52119 | 0.52119 | 0.52119 | 0.29354 | 0.30946 | 0.3325 | 0.30349
2012-01-06 20:00 | 0.21254 | 0.18825 | 0.18584 | 0.21873 | 0.52119 | 0.52119 | 0.52119 | 0.52119 | 0.30865 | 0.33294 | 0.33535 | 0.30246
2012-01-06 21:00 | 0.2012 | 0.1782 | 0.18317 | 0.21826 | 0.52119 | 0.52119 | 0.52119 | 0.52119 | 0.31999 | 0.34299 | 0.33802 | 0.30293
2012-01-06 22:00 | 0.18955 | 0.14165 | 0.18004 | 0.21529 | 0.52119 | 0.52119 | 0.52119 | 0.52119 | 0.33164 | 0.37954 | 0.34115 | 0.3059
2012-01-06 23:00 | 0.17922 | 0.11144 | 0.17503 | 0.2138 | 0.52119 | 0.52119 | 0.52119 | 0.52119 | 0.34197 | 0.40975 | 0.34616 | 0.30738
2012-01-07 | 0.17434 | 0.11391 | 0.16983 | 0.21651 | 0.52119 | 0.52119 | 0.52119 | 0.52119 | 0.34685 | 0.40728 | 0.35136 | 0.30468
2012-01-07 01:00 | 0.17509 | 0.10789 | 0.16555 | 0.21864 | 0.52119 | 0.52119 | 0.52119 | 0.52119 | 0.3461 | 0.4133 | 0.35564 | 0.30255
2012-01-07 02:00 | 0.1764 | 0.10654 | 0.16541 | 0.2193 | 0.52119 | 0.52119 | 0.52119 | 0.52119 | 0.34478 | 0.41464 | 0.35578 | 0.30189
2012-01-07 03:00 | 0.17726 | 0.10693 | 0.16697 | 0.21968 | 0.52119 | 0.52119 | 0.52119 | 0.52119 | 0.34393 | 0.41426 | 0.35422 | 0.30151
2012-01-07 04:00 | 0.17864 | 0.11167 | 0.16822 | 0.22084 | 0.52119 | 0.52119 | 0.52119 | 0.52119 | 0.34254 | 0.40951 | 0.35297 | 0.30035
2012-01-07 05:00 | 0.18231 | 0.11505 | 0.18035 | 0.2229 | 0.52119 | 0.52119 | 0.52119 | 0.52119 | 0.33888 | 0.40614 | 0.34084 | 0.29829
2012-01-07 06:00 | 0.19537 | 0.1306 | 0.18603 | 0.22384 | 0.52119 | 0.52119 | 0.52119 | 0.52119 | 0.32581 | 0.39059 | 0.33515 | 0.29734
2012-01-07 07:00 | 0.21004 | 0.16628 | 0.18466 | 0.22495 | 0.52119 | 0.52119 | 0.52119 | 0.52119 | 0.31115 | 0.35491 | 0.33653 | 0.29624
2012-01-07 08:00 | 0.22634 | 0.21495 | 0.19418 | 0.22686 | 0.52119 | 0.52119 | 0.52119 | 0.52119 | 0.29485 | 0.30623 | 0.32701 | 0.29433
2012-01-07 09:00 | 0.23759 | 0.23851 | 0.18703 | 0.22911 | 0.52119 | 0.52119 | 0.52119 | 0.52119 | 0.2836 | 0.28268 | 0.33416 | 0.29208
2012-01-07 10:00 | 0.24198 | 0.24158 | 0.18452 | 0.22873 | 0.52119 | 0.52119 | 0.52119 | 0.52119 | 0.2792 | 0.27961 | 0.33667 | 0.29246
2012-01-07 11:00 | 0.24419 | 0.24362 | 0.1847 | 0.22923 | 0.52119 | 0.52119 | 0.52119 | 0.52119 | 0.277 | 0.27756 | 0.33649 | 0.29196
2012-01-07 12:00 | 0.24361 | 0.23962 | 0.1816 | 0.22806 | 0.52119 | 0.52119 | 0.52119 | 0.52119 | 0.27758 | 0.28157 | 0.33958 | 0.29313
2012-01-07 13:00 | 0.23952 | 0.22859 | 0.18737 | 0.22575 | 0.52119 | 0.52119 | 0.52119 | 0.52119 | 0.28167 | 0.2926 | 0.33382 | 0.29544
2012-01-07 14:00 | 0.23386 | 0.22127 | 0.17783 | 0.22212 | 0.52119 | 0.52119 | 0.52119 | 0.52119 | 0.28732 | 0.29992 | 0.34336 | 0.29907
2012-01-07 15:00 | 0.22592 | 0.19446 | 0.18585 | 0.22135 | 0.52119 | 0.52119 | 0.52119 | 0.52119 | 0.29527 | 0.32673 | 0.33534 | 0.29984
2012-01-07 16:00 | 0.22142 | 0.17652 | 0.18626 | 0.22158 | 0.52119 | 0.52119 | 0.52119 | 0.52119 | 0.29976 | 0.34467 | 0.33492 | 0.29961
2012-01-07 17:00 | 0.2122 | 0.1632 | 0.18155 | 0.21925 | 0.52119 | 0.52119 | 0.52119 | 0.52119 | 0.30898 | 0.35799 | 0.33963 | 0.30194
2012-01-07 18:00 | 0.20762 | 0.15487 | 0.18192 | 0.21496 | 0.52119 | 0.52119 | 0.52119 | 0.52119 | 0.31357 | 0.36632 | 0.33927 | 0.30623
2012-01-07 19:00 | 0.19588 | 0.14308 | 0.17879 | 0.2148 | 0.52119 | 0.52119 | 0.52119 | 0.52119 | 0.32531 | 0.37811 | 0.3424 | 0.30639
2012-01-07 20:00 | 0.19372 | 0.13653 | 0.17923 | 0.21774 | 0.52119 | 0.52119 | 0.52119 | 0.52119 | 0.32747 | 0.38466 | 0.34196 | 0.30345
2012-01-07 21:00 | 0.1923 | 0.13232 | 0.1822 | 0.21802 | 0.52119 | 0.52119 | 0.52119 | 0.52119 | 0.32889 | 0.38887 | 0.33899 | 0.30317
2012-01-07 22:00 | 0.1898 | 0.12727 | 0.18199 | 0.21881 | 0.52119 | 0.52119 | 0.52119 | 0.52119 | 0.33139 | 0.39391 | 0.33919 | 0.30238
2012-01-07 23:00 | 0.18878 | 0.1193 | 0.17939 | 0.22026 | 0.52119 | 0.52119 | 0.52119 | 0.52119 | 0.33241 | 0.40189 | 0.34179 | 0.30093
2012-01-08 | 0.17295 | 0.11605 | 0.17312 | 0.22012 | 0.52119 | 0.52119 | 0.52119 | 0.52119 | 0.34824 | 0.40514 | 0.34807 | 0.30106
2012-01-08 01:00 | 0.17371 | 0.11092 | 0.16884 | 0.22229 | 0.52119 | 0.52119 | 0.52119 | 0.52119 | 0.34748 | 0.41027 | 0.35235 | 0.29889
2012-01-08 02:00 | 0.1761 | 0.1096 | 0.16806 | 0.22124 | 0.52119 | 0.52119 | 0.52119 | 0.52119 | 0.34509 | 0.41159 | 0.35313 | 0.29995
2012-01-08 03:00 | 0.17686 | 0.10642 | 0.16863 | 0.22171 | 0.52119 | 0.52119 | 0.52119 | 0.52119 | 0.34433 | 0.41477 | 0.35256 | 0.29948
2012-01-08 04:00 | 0.17828 | 0.11081 | 0.16887 | 0.2218 | 0.52119 | 0.52119 | 0.52119 | 0.52119 | 0.34291 | 0.41038 | 0.35231 | 0.29939
2012-01-08 05:00 | 0.18157 | 0.11426 | 0.1804 | 0.22429 | 0.52119 | 0.52119 | 0.52119 | 0.52119 | 0.33962 | 0.40693 | 0.34078 | 0.29689
2012-01-08 06:00 | 0.19443 | 0.12971 | 0.18593 | 0.22513 | 0.52119 | 0.52119 | 0.52119 | 0.52119 | 0.32676 | 0.39148 | 0.33526 | 0.29606
2012-01-08 07:00 | 0.20978 | 0.16741 | 0.18375 | 0.22518 | 0.52119 | 0.52119 | 0.52119 | 0.52119 | 0.31141 | 0.35378 | 0.33744 | 0.29601
2012-01-08 08:00 | 0.22617 | 0.21453 | 0.19302 | 0.22667 | 0.52119 | 0.52119 | 0.52119 | 0.52119 | 0.29502 | 0.30666 | 0.32817 | 0.29451
2012-01-08 09:00 | 0.23438 | 0.23978 | 0.18681 | 0.22854 | 0.52119 | 0.52119 | 0.52119 | 0.52119 | 0.2868 | 0.2814 | 0.33438 | 0.29265
2012-01-08 10:00 | 0.23754 | 0.2409 | 0.18378 | 0.22837 | 0.52119 | 0.52119 | 0.52119 | 0.52119 | 0.28365 | 0.28029 | 0.33741 | 0.29282
2012-01-08 11:00 | 0.24022 | 0.23993 | 0.1836 | 0.22777 | 0.52119 | 0.52119 | 0.52119 | 0.52119 | 0.28096 | 0.28126 | 0.33758 | 0.29342
2012-01-08 12:00 | 0.23944 | 0.23786 | 0.18205 | 0.22676 | 0.52119 | 0.52119 | 0.52119 | 0.52119 | 0.28175 | 0.28333 | 0.33914 | 0.29443
2012-01-08 13:00 | 0.23692 | 0.22681 | 0.17601 | 0.22438 | 0.52119 | 0.52119 | 0.52119 | 0.52119 | 0.28427 | 0.29437 | 0.34517 | 0.29681
2012-01-08 14:00 | 0.23273 | 0.21955 | 0.17366 | 0.22097 | 0.52119 | 0.52119 | 0.52119 | 0.52119 | 0.28846 | 0.30164 | 0.34753 | 0.30022
2012-01-08 15:00 | 0.22537 | 0.19359 | 0.17138 | 0.21905 | 0.52119 | 0.52119 | 0.52119 | 0.52119 | 0.29581 | 0.3276 | 0.34981 | 0.30214
2012-01-08 16:00 | 0.22097 | 0.17436 | 0.17344 | 0.21886 | 0.52119 | 0.52119 | 0.52119 | 0.52119 | 0.30022 | 0.34683 | 0.34775 | 0.30233
2012-01-08 17:00 | 0.21159 | 0.16164 | 0.17066 | 0.21671 | 0.52119 | 0.52119 | 0.52119 | 0.52119 | 0.3096 | 0.35954 | 0.35053 | 0.30448
2012-01-08 18:00 | 0.207 | 0.15322 | 0.16944 | 0.21461 | 0.52119 | 0.52119 | 0.52119 | 0.52119 | 0.31419 | 0.36796 | 0.35174 | 0.30657
2012-01-08 19:00 | 0.19411 | 0.14141 | 0.17825 | 0.21535 | 0.52119 | 0.52119 | 0.52119 | 0.52119 | 0.32708 | 0.37978 | 0.34294 | 0.30584
2012-01-08 20:00 | 0.1917 | 0.13467 | 0.17872 | 0.21555 | 0.52119 | 0.52119 | 0.52119 | 0.52119 | 0.32949 | 0.38652 | 0.34247 | 0.30563
2012-01-08 21:00 | 0.19249 | 0.13055 | 0.18209 | 0.21101 | 0.52119 | 0.52119 | 0.52119 | 0.52119 | 0.3287 | 0.39064 | 0.3391 | 0.31017
2012-01-08 22:00 | 0.19001 | 0.12526 | 0.18575 | 0.21009 | 0.52119 | 0.52119 | 0.52119 | 0.52119 | 0.33118 | 0.39593 | 0.33544 | 0.3111
2012-01-08 23:00 | 0.1893 | 0.12008 | 0.17797 | 0.21018 | 0.52119 | 0.52119 | 0.52119 | 0.52119 | 0.33189 | 0.40111 | 0.34322 | 0.31101
2012-01-09 | 0.17635 | 0.10468 | 0.16369 | 0.21702 | 0.52119 | 0.52119 | 0.52119 | 0.52119 | 0.34484 | 0.41651 | 0.3575 | 0.30417
2012-01-09 01:00 | 0.17737 | 0.10112 | 0.16424 | 0.21804 | 0.52119 | 0.52119 | 0.52119 | 0.52119 | 0.34381 | 0.42007 | 0.35695 | 0.30315
2012-01-09 02:00 | 0.1758 | 0.1025 | 0.16668 | 0.21703 | 0.52119 | 0.52119 | 0.52119 | 0.52119 | 0.34539 | 0.41869 | 0.35451 | 0.30416
2012-01-09 03:00 | 0.18687 | 0.1038 | 0.17185 | 0.21751 | 0.52119 | 0.52119 | 0.52119 | 0.52119 | 0.33432 | 0.41738 | 0.34934 | 0.30368
2012-01-09 04:00 | 0.20511 | 0.12801 | 0.17537 | 0.22012 | 0.52119 | 0.52119 | 0.52119 | 0.52119 | 0.31608 | 0.39317 | 0.34581 | 0.30107
2012-01-09 05:00 | 0.23111 | 0.14901 | 0.17927 | 0.22531 | 0.52119 | 0.52119 | 0.52119 | 0.52119 | 0.29008 | 0.37218 | 0.34192 | 0.29587
2012-01-09 06:00 | 0.26917 | 0.23363 | 0.20095 | 0.23135 | 0.52119 | 0.52119 | 0.52119 | 0.52119 | 0.25202 | 0.28756 | 0.32024 | 0.28984
2012-01-09 07:00 | 0.29379 | 0.30582 | 0.19909 | 0.23009 | 0.52119 | 0.52119 | 0.52119 | 0.52119 | 0.2274 | 0.21537 | 0.32209 | 0.2911
2012-01-09 08:00 | 0.29971 | 0.32757 | 0.19075 | 0.22918 | 0.52119 | 0.52119 | 0.52119 | 0.52119 | 0.22147 | 0.19361 | 0.33044 | 0.29201
2012-01-09 09:00 | 0.29672 | 0.33428 | 0.18948 | 0.22958 | 0.52119 | 0.52119 | 0.52119 | 0.52119 | 0.22447 | 0.18691 | 0.33171 | 0.29161
2012-01-09 10:00 | 0.29284 | 0.3298 | 0.19364 | 0.23025 | 0.52119 | 0.52119 | 0.52119 | 0.52119 | 0.22835 | 0.19139 | 0.32755 | 0.29093
2012-01-09 11:00 | 0.29292 | 0.323 | 0.18722 | 0.23024 | 0.52119 | 0.52119 | 0.52119 | 0.52119 | 0.22827 | 0.19819 | 0.33397 | 0.29095
2012-01-09 12:00 | 0.29255 | 0.31962 | 0.1901 | 0.23067 | 0.52119 | 0.52119 | 0.52119 | 0.52119 | 0.22864 | 0.20156 | 0.33108 | 0.29052
2012-01-09 13:00 | 0.29201 | 0.31995 | 0.18845 | 0.23073 | 0.52119 | 0.52119 | 0.52119 | 0.52119 | 0.22918 | 0.20124 | 0.33274 | 0.29046
2012-01-09 14:00 | 0.29102 | 0.31495 | 0.1857 | 0.22814 | 0.52119 | 0.52119 | 0.52119 | 0.52119 | 0.23016 | 0.20623 | 0.33549 | 0.29305
2012-01-09 15:00 | 0.28877 | 0.30944 | 0.18781 | 0.22261 | 0.52119 | 0.52119 | 0.52119 | 0.52119 | 0.23242 | 0.21175 | 0.33338 | 0.29857
2012-01-09 16:00 | 0.28559 | 0.3074 | 0.1974 | 0.22138 | 0.52119 | 0.52119 | 0.52119 | 0.52119 | 0.2356 | 0.21379 | 0.32378 | 0.29981
2012-01-09 17:00 | 0.28097 | 0.29131 | 0.19423 | 0.21992 | 0.52119 | 0.52119 | 0.52119 | 0.52119 | 0.24022 | 0.22987 | 0.32696 | 0.30127
2012-01-09 18:00 | 0.24819 | 0.25693 | 0.18397 | 0.21987 | 0.52119 | 0.52119 | 0.52119 | 0.52119 | 0.273 | 0.26426 | 0.33722 | 0.30132
2012-01-09 19:00 | 0.22644 | 0.21051 | 0.18231 | 0.21551 | 0.52119 | 0.52119 | 0.52119 | 0.52119 | 0.29475 | 0.31068 | 0.33888 | 0.30567
2012-01-09 20:00 | 0.211 | 0.18785 | 0.17914 | 0.21818 | 0.52119 | 0.52119 | 0.52119 | 0.52119 | 0.31019 | 0.33334 | 0.34205 | 0.30301
2012-01-09 21:00 | 0.20108 | 0.17774 | 0.17675 | 0.21814 | 0.52119 | 0.52119 | 0.52119 | 0.52119 | 0.32011 | 0.34344 | 0.34444 | 0.30305
2012-01-09 22:00 | 0.18915 | 0.14135 | 0.17246 | 0.21545 | 0.52119 | 0.52119 | 0.52119 | 0.52119 | 0.33204 | 0.37983 | 0.34873 | 0.30574
2012-01-09 23:00 | 0.17874 | 0.11108 | 0.16661 | 0.21389 | 0.52119 | 0.52119 | 0.52119 | 0.52119 | 0.34245 | 0.41011 | 0.35458 | 0.3073
2012-01-10 | 0.17692 | 0.10467 | 0.16454 | 0.21806 | 0.52119 | 0.52119 | 0.52119 | 0.52119 | 0.34427 | 0.41651 | 0.35665 | 0.30313
2012-01-10 01:00 | 0.17817 | 0.1038 | 0.16191 | 0.21905 | 0.52119 | 0.52119 | 0.52119 | 0.52119 | 0.34302 | 0.41739 | 0.35928 | 0.30213
2012-01-10 02:00 | 0.17702 | 0.10536 | 0.16496 | 0.21849 | 0.52119 | 0.52119 | 0.52119 | 0.52119 | 0.34417 | 0.41583 | 0.35623 | 0.3027
2012-01-10 03:00 | 0.18846 | 0.11356 | 0.1695 | 0.21912 | 0.52119 | 0.52119 | 0.52119 | 0.52119 | 0.33273 | 0.40763 | 0.35169 | 0.30207
2012-01-10 04:00 | 0.20559 | 0.12815 | 0.17178 | 0.22332 | 0.52119 | 0.52119 | 0.52119 | 0.52119 | 0.3156 | 0.39304 | 0.34941 | 0.29787
2012-01-10 05:00 | 0.23218 | 0.1493 | 0.17651 | 0.22879 | 0.52119 | 0.52119 | 0.52119 | 0.52119 | 0.28901 | 0.37189 | 0.34468 | 0.2924
2012-01-10 06:00 | 0.27119 | 0.23428 | 0.19548 | 0.23236 | 0.52119 | 0.52119 | 0.52119 | 0.52119 | 0.25 | 0.28691 | 0.32571 | 0.28883
2012-01-10 07:00 | 0.29552 | 0.30632 | 0.19211 | 0.23117 | 0.52119 | 0.52119 | 0.52119 | 0.52119 | 0.22566 | 0.21487 | 0.32908 | 0.29002
2012-01-10 08:00 | 0.30014 | 0.32854 | 0.18675 | 0.23086 | 0.52119 | 0.52119 | 0.52119 | 0.52119 | 0.22105 | 0.19265 | 0.33443 | 0.29033
2012-01-10 09:00 | 0.29745 | 0.33408 | 0.18795 | 0.23111 | 0.52119 | 0.52119 | 0.52119 | 0.52119 | 0.22373 | 0.18711 | 0.33324 | 0.29008
2012-01-10 10:00 | 0.29414 | 0.32931 | 0.19154 | 0.232 | 0.52119 | 0.52119 | 0.52119 | 0.52119 | 0.22705 | 0.19187 | 0.32965 | 0.28918
2012-01-10 11:00 | 0.29442 | 0.32239 | 0.18669 | 0.23156 | 0.52119 | 0.52119 | 0.52119 | 0.52119 | 0.22677 | 0.1988 | 0.3345 | 0.28962
2012-01-10 12:00 | 0.29364 | 0.31895 | 0.18971 | 0.23155 | 0.52119 | 0.52119 | 0.52119 | 0.52119 | 0.22755 | 0.20224 | 0.33148 | 0.28964
2012-01-10 13:00 | 0.29306 | 0.31946 | 0.18799 | 0.23105 | 0.52119 | 0.52119 | 0.52119 | 0.52119 | 0.22813 | 0.20173 | 0.3332 | 0.29014
2012-01-10 14:00 | 0.29244 | 0.31515 | 0.18534 | 0.22878 | 0.52119 | 0.52119 | 0.52119 | 0.52119 | 0.22875 | 0.20604 | 0.33585 | 0.29241
2012-01-10 15:00 | 0.29037 | 0.30971 | 0.1876 | 0.22318 | 0.52119 | 0.52119 | 0.52119 | 0.52119 | 0.23081 | 0.21148 | 0.33359 | 0.29801
2012-01-10 16:00 | 0.28719 | 0.30758 | 0.19664 | 0.2217 | 0.52119 | 0.52119 | 0.52119 | 0.52119 | 0.234 | 0.21361 | 0.32455 | 0.29949
2012-01-10 17:00 | 0.28185 | 0.29109 | 0.19314 | 0.2196 | 0.52119 | 0.52119 | 0.52119 | 0.52119 | 0.23934 | 0.23009 | 0.32805 | 0.30159
2012-01-10 18:00 | 0.24923 | 0.25714 | 0.18412 | 0.21963 | 0.52119 | 0.52119 | 0.52119 | 0.52119 | 0.27196 | 0.26405 | 0.33707 | 0.30155
2012-01-10 19:00 | 0.22773 | 0.21022 | 0.18249 | 0.21468 | 0.52119 | 0.52119 | 0.52119 | 0.52119 | 0.29346 | 0.31096 | 0.3387 | 0.30651
2012-01-10 20:00 | 0.21313 | 0.18747 | 0.17879 | 0.21822 | 0.52119 | 0.52119 | 0.52119 | 0.52119 | 0.30806 | 0.33372 | 0.3424 | 0.30297
2012-01-10 21:00 | 0.20137 | 0.17782 | 0.17683 | 0.21864 | 0.52119 | 0.52119 | 0.52119 | 0.52119 | 0.31982 | 0.34336 | 0.34436 | 0.30255
2012-01-10 22:00 | 0.18916 | 0.14135 | 0.17357 | 0.21675 | 0.52119 | 0.52119 | 0.52119 | 0.52119 | 0.33203 | 0.37984 | 0.34761 | 0.30443
2012-01-10 23:00 | 0.17852 | 0.11101 | 0.16742 | 0.21492 | 0.52119 | 0.52119 | 0.52119 | 0.52119 | 0.34266 | 0.41018 | 0.35377 | 0.30626
2012-01-11 | 0.17631 | 0.10507 | 0.16249 | 0.21794 | 0.52119 | 0.52119 | 0.52119 | 0.52119 | 0.34488 | 0.41612 | 0.3587 | 0.30325
2012-01-11 01:00 | 0.17792 | 0.10377 | 0.16509 | 0.21903 | 0.52119 | 0.52119 | 0.52119 | 0.52119 | 0.34327 | 0.41742 | 0.35609 | 0.30215
2012-01-11 02:00 | 0.17503 | 0.10544 | 0.16656 | 0.21666 | 0.52119 | 0.52119 | 0.52119 | 0.52119 | 0.34616 | 0.41575 | 0.35463 | 0.30453
2012-01-11 03:00 | 0.18739 | 0.11361 | 0.17264 | 0.21676 | 0.52119 | 0.52119 | 0.52119 | 0.52119 | 0.3338 | 0.40758 | 0.34855 | 0.30442
2012-01-11 04:00 | 0.20361 | 0.12816 | 0.17647 | 0.21759 | 0.52119 | 0.52119 | 0.52119 | 0.52119 | 0.31758 | 0.39303 | 0.34472 | 0.3036
2012-01-11 05:00 | 0.2293 | 0.14863 | 0.18021 | 0.22226 | 0.52119 | 0.52119 | 0.52119 | 0.52119 | 0.29189 | 0.37256 | 0.34098 | 0.29893
2012-01-11 06:00 | 0.26647 | 0.23471 | 0.20199 | 0.23023 | 0.52119 | 0.52119 | 0.52119 | 0.52119 | 0.25472 | 0.28648 | 0.3192 | 0.29096
2012-01-11 07:00 | 0.29161 | 0.30465 | 0.20186 | 0.2292 | 0.52119 | 0.52119 | 0.52119 | 0.52119 | 0.22957 | 0.21654 | 0.31932 | 0.29199
2012-01-11 08:00 | 0.30129 | 0.32675 | 0.1936 | 0.22766 | 0.52119 | 0.52119 | 0.52119 | 0.52119 | 0.2199 | 0.19443 | 0.32759 | 0.29353
2012-01-11 09:00 | 0.29737 | 0.33059 | 0.19125 | 0.22817 | 0.52119 | 0.52119 | 0.52119 | 0.52119 | 0.22382 | 0.1906 | 0.32994 | 0.29301
2012-01-11 10:00 | 0.29656 | 0.32578 | 0.19683 | 0.22775 | 0.52119 | 0.52119 | 0.52119 | 0.52119 | 0.22463 | 0.1954 | 0.32436 | 0.29344
2012-01-11 11:00 | 0.29502 | 0.32349 | 0.18781 | 0.22678 | 0.52119 | 0.52119 | 0.52119 | 0.52119 | 0.22617 | 0.1977 | 0.33337 | 0.29441
2012-01-11 12:00 | 0.29441 | 0.32041 | 0.19393 | 0.22824 | 0.52119 | 0.52119 | 0.52119 | 0.52119 | 0.22678 | 0.20078 | 0.32726 | 0.29295
2012-01-11 13:00 | 0.29315 | 0.32064 | 0.18757 | 0.22965 | 0.52119 | 0.52119 | 0.52119 | 0.52119 | 0.22804 | 0.20055 | 0.33361 | 0.29154
2012-01-11 14:00 | 0.29243 | 0.31487 | 0.18542 | 0.22651 | 0.52119 | 0.52119 | 0.52119 | 0.52119 | 0.22876 | 0.20631 | 0.33577 | 0.29468
2012-01-11 15:00 | 0.28947 | 0.30945 | 0.18611 | 0.22028 | 0.52119 | 0.52119 | 0.52119 | 0.52119 | 0.23172 | 0.21174 | 0.33508 | 0.30091
2012-01-11 16:00 | 0.28672 | 0.30749 | 0.19571 | 0.22014 | 0.52119 | 0.52119 | 0.52119 | 0.52119 | 0.23446 | 0.2137 | 0.32548 | 0.30105
2012-01-11 17:00 | 0.28202 | 0.29101 | 0.19405 | 0.2195 | 0.52119 | 0.52119 | 0.52119 | 0.52119 | 0.23917 | 0.23018 | 0.32714 | 0.30169
2012-01-11 18:00 | 0.24973 | 0.25634 | 0.18583 | 0.21982 | 0.52119 | 0.52119 | 0.52119 | 0.52119 | 0.27146 | 0.26485 | 0.33536 | 0.30137
2012-01-11 19:00 | 0.22787 | 0.20964 | 0.18237 | 0.21601 | 0.52119 | 0.52119 | 0.52119 | 0.52119 | 0.29332 | 0.31155 | 0.33882 | 0.30518
2012-01-11 20:00 | 0.21353 | 0.18831 | 0.17944 | 0.21793 | 0.52119 | 0.52119 | 0.52119 | 0.52119 | 0.30766 | 0.33288 | 0.34175 | 0.30326
2012-01-11 21:00 | 0.20136 | 0.17856 | 0.17691 | 0.21788 | 0.52119 | 0.52119 | 0.52119 | 0.52119 | 0.31983 | 0.34263 | 0.34428 | 0.3033
2012-01-11 22:00 | 0.18932 | 0.14204 | 0.17265 | 0.21526 | 0.52119 | 0.52119 | 0.52119 | 0.52119 | 0.33187 | 0.37915 | 0.34854 | 0.30593
2012-01-11 23:00 | 0.1789 | 0.11135 | 0.16685 | 0.21351 | 0.52119 | 0.52119 | 0.52119 | 0.52119 | 0.34229 | 0.40984 | 0.35434 | 0.30768
2012-01-12 | 0.17675 | 0.10531 | 0.16472 | 0.21754 | 0.52119 | 0.52119 | 0.52119 | 0.52119 | 0.34444 | 0.41587 | 0.35647 | 0.30365
2012-01-12 01:00 | 0.17808 | 0.1038 | 0.16262 | 0.2189 | 0.52119 | 0.52119 | 0.52119 | 0.52119 | 0.34311 | 0.41739 | 0.35857 | 0.30229
2012-01-12 02:00 | 0.17632 | 0.10549 | 0.16505 | 0.21818 | 0.52119 | 0.52119 | 0.52119 | 0.52119 | 0.34486 | 0.4157 | 0.35614 | 0.30301
2012-01-12 03:00 | 0.18868 | 0.11366 | 0.16998 | 0.21886 | 0.52119 | 0.52119 | 0.52119 | 0.52119 | 0.33251 | 0.40753 | 0.35121 | 0.30233
2012-01-12 04:00 | 0.20521 | 0.1283 | 0.17287 | 0.22278 | 0.52119 | 0.52119 | 0.52119 | 0.52119 | 0.31598 | 0.39289 | 0.34832 | 0.29841
2012-01-12 05:00 | 0.23165 | 0.14858 | 0.17706 | 0.22818 | 0.52119 | 0.52119 | 0.52119 | 0.52119 | 0.28954 | 0.37261 | 0.34413 | 0.293
2012-01-12 06:00 | 0.27037 | 0.23467 | 0.19586 | 0.23222 | 0.52119 | 0.52119 | 0.52119 | 0.52119 | 0.25082 | 0.28652 | 0.32533 | 0.28897
2012-01-12 07:00 | 0.29508 | 0.30595 | 0.19474 | 0.23044 | 0.52119 | 0.52119 | 0.52119 | 0.52119 | 0.22611 | 0.21524 | 0.32645 | 0.29074
2012-01-12 08:00 | 0.30082 | 0.32822 | 0.18918 | 0.22936 | 0.52119 | 0.52119 | 0.52119 | 0.52119 | 0.22037 | 0.19297 | 0.33201 | 0.29183
2012-01-12 09:00 | 0.29825 | 0.33408 | 0.19006 | 0.22975 | 0.52119 | 0.52119 | 0.52119 | 0.52119 | 0.22294 | 0.18711 | 0.33113 | 0.29143
2012-01-12 10:00 | 0.29366 | 0.32975 | 0.19637 | 0.2297 | 0.52119 | 0.52119 | 0.52119 | 0.52119 | 0.22753 | 0.19143 | 0.32482 | 0.29149
2012-01-12 11:00 | 0.29346 | 0.32313 | 0.18758 | 0.22897 | 0.52119 | 0.52119 | 0.52119 | 0.52119 | 0.22773 | 0.19806 | 0.33361 | 0.29222
2012-01-12 12:00 | 0.29317 | 0.31955 | 0.19411 | 0.22975 | 0.52119 | 0.52119 | 0.52119 | 0.52119 | 0.22802 | 0.20164 | 0.32708 | 0.29144
2012-01-12 13:00 | 0.29258 | 0.31996 | 0.18902 | 0.23035 | 0.52119 | 0.52119 | 0.52119 | 0.52119 | 0.22861 | 0.20122 | 0.33217 | 0.29084
2012-01-12 14:00 | 0.29139 | 0.31498 | 0.18557 | 0.22791 | 0.52119 | 0.52119 | 0.52119 | 0.52119 | 0.2298 | 0.20621 | 0.33562 | 0.29328
2012-01-12 15:00 | 0.2889 | 0.30941 | 0.18635 | 0.2214 | 0.52119 | 0.52119 | 0.52119 | 0.52119 | 0.23228 | 0.21177 | 0.33483 | 0.29978
2012-01-12 16:00 | 0.28563 | 0.30711 | 0.19295 | 0.22047 | 0.52119 | 0.52119 | 0.52119 | 0.52119 | 0.23556 | 0.21408 | 0.32823 | 0.30072
2012-01-12 17:00 | 0.28055 | 0.29041 | 0.18917 | 0.21843 | 0.52119 | 0.52119 | 0.52119 | 0.52119 | 0.24064 | 0.23078 | 0.33202 | 0.30276
2012-01-12 18:00 | 0.24783 | 0.25675 | 0.18426 | 0.21868 | 0.52119 | 0.52119 | 0.52119 | 0.52119 | 0.27335 | 0.26443 | 0.33693 | 0.30251
2012-01-12 19:00 | 0.2262 | 0.21046 | 0.18243 | 0.21473 | 0.52119 | 0.52119 | 0.52119 | 0.52119 | 0.29499 | 0.31073 | 0.33876 | 0.30646
2012-01-12 20:00 | 0.211 | 0.18779 | 0.17896 | 0.21827 | 0.52119 | 0.52119 | 0.52119 | 0.52119 | 0.31019 | 0.3334 | 0.34223 | 0.30292
2012-01-12 21:00 | 0.20109 | 0.17784 | 0.17666 | 0.21839 | 0.52119 | 0.52119 | 0.52119 | 0.52119 | 0.3201 | 0.34335 | 0.34453 | 0.3028
2012-01-12 22:00 | 0.18912 | 0.14142 | 0.17255 | 0.21566 | 0.52119 | 0.52119 | 0.52119 | 0.52119 | 0.33207 | 0.37976 | 0.34863 | 0.30553
2012-01-12 23:00 | 0.17869 | 0.11118 | 0.16678 | 0.21409 | 0.52119 | 0.52119 | 0.52119 | 0.52119 | 0.3425 | 0.41001 | 0.35441 | 0.3071
2012-01-13 | 0.1767 | 0.10528 | 0.1625 | 0.21815 | 0.52119 | 0.52119 | 0.52119 | 0.52119 | 0.34449 | 0.41591 | 0.35869 | 0.30303
2012-01-13 01:00 | 0.17805 | 0.10382 | 0.16221 | 0.21897 | 0.52119 | 0.52119 | 0.52119 | 0.52119 | 0.34314 | 0.41737 | 0.35898 | 0.30222
2012-01-13 02:00 | 0.17678 | 0.10551 | 0.16445 | 0.21824 | 0.52119 | 0.52119 | 0.52119 | 0.52119 | 0.34441 | 0.41568 | 0.35673 | 0.30295
2012-01-13 03:00 | 0.1887 | 0.11366 | 0.17001 | 0.21865 | 0.52119 | 0.52119 | 0.52119 | 0.52119 | 0.33248 | 0.40753 | 0.35117 | 0.30254
2012-01-13 04:00 | 0.20531 | 0.12826 | 0.17332 | 0.22202 | 0.52119 | 0.52119 | 0.52119 | 0.52119 | 0.31587 | 0.39293 | 0.34787 | 0.29916
2012-01-13 05:00 | 0.23149 | 0.14865 | 0.17777 | 0.2278 | 0.52119 | 0.52119 | 0.52119 | 0.52119 | 0.2897 | 0.37254 | 0.34342 | 0.29339
2012-01-13 06:00 | 0.27015 | 0.2347 | 0.19904 | 0.23171 | 0.52119 | 0.52119 | 0.52119 | 0.52119 | 0.25104 | 0.28649 | 0.32215 | 0.28948
2012-01-13 07:00 | 0.29448 | 0.30589 | 0.19602 | 0.23023 | 0.52119 | 0.52119 | 0.52119 | 0.52119 | 0.22671 | 0.2153 | 0.32516 | 0.29096
2012-01-13 08:00 | 0.29993 | 0.32864 | 0.1887 | 0.22941 | 0.52119 | 0.52119 | 0.52119 | 0.52119 | 0.22126 | 0.19254 | 0.33248 | 0.29178
2012-01-13 09:00 | 0.29787 | 0.33507 | 0.18845 | 0.22966 | 0.52119 | 0.52119 | 0.52119 | 0.52119 | 0.22332 | 0.18612 | 0.33274 | 0.29153
2012-01-13 10:00 | 0.29541 | 0.33019 | 0.19455 | 0.23112 | 0.52119 | 0.52119 | 0.52119 | 0.52119 | 0.22577 | 0.19099 | 0.32663 | 0.29006
2012-01-13 11:00 | 0.29574 | 0.32343 | 0.18804 | 0.231 | 0.52119 | 0.52119 | 0.52119 | 0.52119 | 0.22545 | 0.19775 | 0.33315 | 0.29018
2012-01-13 12:00 | 0.29531 | 0.31992 | 0.19357 | 0.2308 | 0.52119 | 0.52119 | 0.52119 | 0.52119 | 0.22588 | 0.20127 | 0.32762 | 0.29039
2012-01-13 13:00 | 0.29451 | 0.3203 | 0.19655 | 0.23067 | 0.52119 | 0.52119 | 0.52119 | 0.52119 | 0.22668 | 0.20089 | 0.32464 | 0.29052
2012-01-13 14:00 | 0.29361 | 0.31512 | 0.19495 | 0.22805 | 0.52119 | 0.52119 | 0.52119 | 0.52119 | 0.22758 | 0.20607 | 0.32624 | 0.29313
2012-01-13 15:00 | 0.29106 | 0.30975 | 0.19767 | 0.22428 | 0.52119 | 0.52119 | 0.52119 | 0.52119 | 0.23013 | 0.21144 | 0.32351 | 0.29691
2012-01-13 16:00 | 0.28815 | 0.30796 | 0.20033 | 0.22295 | 0.52119 | 0.52119 | 0.52119 | 0.52119 | 0.23304 | 0.21323 | 0.32086 | 0.29824
2012-01-13 17:00 | 0.28269 | 0.29098 | 0.19946 | 0.22277 | 0.52119 | 0.52119 | 0.52119 | 0.52119 | 0.2385 | 0.23021 | 0.32172 | 0.29842
2012-01-13 18:00 | 0.25053 | 0.2577 | 0.19481 | 0.22104 | 0.52119 | 0.52119 | 0.52119 | 0.52119 | 0.27065 | 0.26349 | 0.32638 | 0.30015
2012-01-13 19:00 | 0.22785 | 0.21064 | 0.19428 | 0.21847 | 0.52119 | 0.52119 | 0.52119 | 0.52119 | 0.29333 | 0.31054 | 0.32691 | 0.30272
2012-01-13 20:00 | 0.21339 | 0.1892 | 0.19277 | 0.21867 | 0.52119 | 0.52119 | 0.52119 | 0.52119 | 0.3078 | 0.33199 | 0.32842 | 0.30252
2012-01-13 21:00 | 0.20158 | 0.17911 | 0.19037 | 0.21844 | 0.52119 | 0.52119 | 0.52119 | 0.52119 | 0.31961 | 0.34208 | 0.33082 | 0.30274
2012-01-13 22:00 | 0.18921 | 0.1424 | 0.18698 | 0.21598 | 0.52119 | 0.52119 | 0.52119 | 0.52119 | 0.33197 | 0.37879 | 0.33421 | 0.30521
2012-01-13 23:00 | 0.17863 | 0.11176 | 0.18057 | 0.2152 | 0.52119 | 0.52119 | 0.52119 | 0.52119 | 0.34256 | 0.40943 | 0.34062 | 0.30599
2012-01-14 | 0.17356 | 0.11185 | 0.17521 | 0.22135 | 0.52119 | 0.52119 | 0.52119 | 0.52119 | 0.34763 | 0.40934 | 0.34598 | 0.29984
2012-01-14 01:00 | 0.17451 | 0.10664 | 0.17176 | 0.22368 | 0.52119 | 0.52119 | 0.52119 | 0.52119 | 0.34668 | 0.41455 | 0.34943 | 0.29751
2012-01-14 02:00 | 0.1754 | 0.10536 | 0.17188 | 0.22134 | 0.52119 | 0.52119 | 0.52119 | 0.52119 | 0.34578 | 0.41583 | 0.34931 | 0.29985
2012-01-14 03:00 | 0.17595 | 0.10649 | 0.17404 | 0.22308 | 0.52119 | 0.52119 | 0.52119 | 0.52119 | 0.34523 | 0.4147 | 0.34715 | 0.29811
2012-01-14 04:00 | 0.17724 | 0.11076 | 0.17738 | 0.22225 | 0.52119 | 0.52119 | 0.52119 | 0.52119 | 0.34395 | 0.41042 | 0.34381 | 0.29894
2012-01-14 05:00 | 0.18108 | 0.11471 | 0.18405 | 0.22392 | 0.52119 | 0.52119 | 0.52119 | 0.52119 | 0.34011 | 0.40647 | 0.33713 | 0.29727
2012-01-14 06:00 | 0.19404 | 0.12997 | 0.18864 | 0.2284 | 0.52119 | 0.52119 | 0.52119 | 0.52119 | 0.32715 | 0.39122 | 0.33255 | 0.29278
2012-01-14 07:00 | 0.20865 | 0.16674 | 0.18526 | 0.22589 | 0.52119 | 0.52119 | 0.52119 | 0.52119 | 0.31254 | 0.35444 | 0.33592 | 0.2953
2012-01-14 08:00 | 0.22677 | 0.21442 | 0.19496 | 0.2273 | 0.52119 | 0.52119 | 0.52119 | 0.52119 | 0.29442 | 0.30677 | 0.32623 | 0.29389
2012-01-14 09:00 | 0.23742 | 0.23758 | 0.18861 | 0.23005 | 0.52119 | 0.52119 | 0.52119 | 0.52119 | 0.28377 | 0.28361 | 0.33257 | 0.29114
2012-01-14 10:00 | 0.24268 | 0.24011 | 0.18513 | 0.22902 | 0.52119 | 0.52119 | 0.52119 | 0.52119 | 0.2785 | 0.28108 | 0.33606 | 0.29217
2012-01-14 11:00 | 0.24474 | 0.24332 | 0.18542 | 0.229 | 0.52119 | 0.52119 | 0.52119 | 0.52119 | 0.27645 | 0.27787 | 0.33577 | 0.29219
2012-01-14 12:00 | 0.24481 | 0.23958 | 0.18215 | 0.22792 | 0.52119 | 0.52119 | 0.52119 | 0.52119 | 0.27638 | 0.28161 | 0.33904 | 0.29327
2012-01-14 13:00 | 0.24148 | 0.22867 | 0.18699 | 0.22572 | 0.52119 | 0.52119 | 0.52119 | 0.52119 | 0.27971 | 0.29252 | 0.3342 | 0.29547
2012-01-14 14:00 | 0.23436 | 0.22108 | 0.17957 | 0.22258 | 0.52119 | 0.52119 | 0.52119 | 0.52119 | 0.28683 | 0.30011 | 0.34162 | 0.2986
2012-01-14 15:00 | 0.22629 | 0.19474 | 0.18462 | 0.22121 | 0.52119 | 0.52119 | 0.52119 | 0.52119 | 0.2949 | 0.32645 | 0.33657 | 0.29998
2012-01-14 16:00 | 0.22167 | 0.17757 | 0.1821 | 0.22147 | 0.52119 | 0.52119 | 0.52119 | 0.52119 | 0.29952 | 0.34362 | 0.33908 | 0.29971
2012-01-14 17:00 | 0.21282 | 0.16399 | 0.17493 | 0.21927 | 0.52119 | 0.52119 | 0.52119 | 0.52119 | 0.30837 | 0.3572 | 0.34626 | 0.30192
2012-01-14 18:00 | 0.20824 | 0.15547 | 0.17029 | 0.21538 | 0.52119 | 0.52119 | 0.52119 | 0.52119 | 0.31294 | 0.36572 | 0.35089 | 0.30581
2012-01-14 19:00 | 0.19777 | 0.14402 | 0.17834 | 0.21569 | 0.52119 | 0.52119 | 0.52119 | 0.52119 | 0.32342 | 0.37717 | 0.34285 | 0.3055
2012-01-14 20:00 | 0.19651 | 0.13665 | 0.17863 | 0.21816 | 0.52119 | 0.52119 | 0.52119 | 0.52119 | 0.32468 | 0.38454 | 0.34256 | 0.30303
2012-01-14 21:00 | 0.1923 | 0.13243 | 0.18165 | 0.21792 | 0.52119 | 0.52119 | 0.52119 | 0.52119 | 0.32888 | 0.38876 | 0.33954 | 0.30327
2012-01-14 22:00 | 0.18976 | 0.12718 | 0.18288 | 0.21844 | 0.52119 | 0.52119 | 0.52119 | 0.52119 | 0.33142 | 0.39401 | 0.3383 | 0.30275
2012-01-14 23:00 | 0.18978 | 0.11528 | 0.17793 | 0.22003 | 0.52119 | 0.52119 | 0.52119 | 0.52119 | 0.33141 | 0.40591 | 0.34326 | 0.30115
2012-01-15 | 0.17476 | 0.11241 | 0.17033 | 0.21739 | 0.52119 | 0.52119 | 0.52119 | 0.52119 | 0.34643 | 0.40878 | 0.35086 | 0.3038
2012-01-15 01:00 | 0.17574 | 0.10701 | 0.16598 | 0.21928 | 0.52119 | 0.52119 | 0.52119 | 0.52119 | 0.34545 | 0.41418 | 0.3552 | 0.30191
2012-01-15 02:00 | 0.17642 | 0.10588 | 0.16572 | 0.21949 | 0.52119 | 0.52119 | 0.52119 | 0.52119 | 0.34477 | 0.41531 | 0.35547 | 0.30169
2012-01-15 03:00 | 0.17717 | 0.10692 | 0.1671 | 0.21961 | 0.52119 | 0.52119 | 0.52119 | 0.52119 | 0.34402 | 0.41427 | 0.35409 | 0.30158
2012-01-15 04:00 | 0.17844 | 0.11167 | 0.16965 | 0.22051 | 0.52119 | 0.52119 | 0.52119 | 0.52119 | 0.34275 | 0.40951 | 0.35154 | 0.30068
2012-01-15 05:00 | 0.18213 | 0.115 | 0.18024 | 0.22221 | 0.52119 | 0.52119 | 0.52119 | 0.52119 | 0.33906 | 0.40619 | 0.34095 | 0.29898
2012-01-15 06:00 | 0.19475 | 0.13047 | 0.18643 | 0.22336 | 0.52119 | 0.52119 | 0.52119 | 0.52119 | 0.32643 | 0.39072 | 0.33475 | 0.29783
2012-01-15 07:00 | 0.20983 | 0.16624 | 0.18532 | 0.22461 | 0.52119 | 0.52119 | 0.52119 | 0.52119 | 0.31136 | 0.35495 | 0.33586 | 0.29658
2012-01-15 08:00 | 0.22699 | 0.21476 | 0.19518 | 0.22672 | 0.52119 | 0.52119 | 0.52119 | 0.52119 | 0.29419 | 0.30643 | 0.32601 | 0.29447
2012-01-15 09:00 | 0.23784 | 0.2382 | 0.18627 | 0.22785 | 0.52119 | 0.52119 | 0.52119 | 0.52119 | 0.28335 | 0.28299 | 0.33492 | 0.29334
2012-01-15 10:00 | 0.24269 | 0.24084 | 0.18419 | 0.22872 | 0.52119 | 0.52119 | 0.52119 | 0.52119 | 0.2785 | 0.28035 | 0.337 | 0.29247
2012-01-15 11:00 | 0.24461 | 0.24309 | 0.18292 | 0.22949 | 0.52119 | 0.52119 | 0.52119 | 0.52119 | 0.27658 | 0.27809 | 0.33827 | 0.2917
2012-01-15 12:00 | 0.24444 | 0.23892 | 0.17895 | 0.22808 | 0.52119 | 0.52119 | 0.52119 | 0.52119 | 0.27675 | 0.28226 | 0.34224 | 0.2931
2012-01-15 13:00 | 0.24087 | 0.22781 | 0.17197 | 0.22585 | 0.52119 | 0.52119 | 0.52119 | 0.52119 | 0.28032 | 0.29338 | 0.34921 | 0.29534
2012-01-15 14:00 | 0.2349 | 0.22087 | 0.17374 | 0.22245 | 0.52119 | 0.52119 | 0.52119 | 0.52119 | 0.28629 | 0.30032 | 0.34744 | 0.29874
2012-01-15 15:00 | 0.22727 | 0.19426 | 0.17112 | 0.22055 | 0.52119 | 0.52119 | 0.52119 | 0.52119 | 0.29391 | 0.32693 | 0.35006 | 0.30064
2012-01-15 16:00 | 0.22187 | 0.17783 | 0.17375 | 0.2207 | 0.52119 | 0.52119 | 0.52119 | 0.52119 | 0.29932 | 0.34336 | 0.34744 | 0.30049
2012-01-15 17:00 | 0.21256 | 0.1632 | 0.17071 | 0.21863 | 0.52119 | 0.52119 | 0.52119 | 0.52119 | 0.30863 | 0.35799 | 0.35048 | 0.30256
2012-01-15 18:00 | 0.20782 | 0.1544 | 0.16955 | 0.21557 | 0.52119 | 0.52119 | 0.52119 | 0.52119 | 0.31337 | 0.36679 | 0.35164 | 0.30562
2012-01-15 19:00 | 0.19741 | 0.1431 | 0.17835 | 0.21597 | 0.52119 | 0.52119 | 0.52119 | 0.52119 | 0.32378 | 0.37808 | 0.34283 | 0.30522
2012-01-15 20:00 | 0.19638 | 0.13624 | 0.17868 | 0.21665 | 0.52119 | 0.52119 | 0.52119 | 0.52119 | 0.32481 | 0.38495 | 0.34251 | 0.30454
2012-01-15 21:00 | 0.19257 | 0.13169 | 0.1817 | 0.21387 | 0.52119 | 0.52119 | 0.52119 | 0.52119 | 0.32862 | 0.3895 | 0.33949 | 0.30732
2012-01-15 22:00 | 0.18983 | 0.1269 | 0.18283 | 0.21405 | 0.52119 | 0.52119 | 0.52119 | 0.52119 | 0.33136 | 0.39429 | 0.33835 | 0.30714
2012-01-15 23:00 | 0.18973 | 0.11689 | 0.17756 | 0.21584 | 0.52119 | 0.52119 | 0.52119 | 0.52119 | 0.33146 | 0.40429 | 0.34362 | 0.30535
2012-01-16 | 0.17474 | 0.11402 | 0.1698 | 0.21373 | 0.52119 | 0.52119 | 0.52119 | 0.52119 | 0.34645 | 0.40717 | 0.35139 | 0.30746
2012-01-16 01:00 | 0.17527 | 0.10887 | 0.16542 | 0.21709 | 0.52119 | 0.52119 | 0.52119 | 0.52119 | 0.34592 | 0.41232 | 0.35576 | 0.3041
2012-01-16 02:00 | 0.1769 | 0.10809 | 0.16548 | 0.21822 | 0.52119 | 0.52119 | 0.52119 | 0.52119 | 0.34428 | 0.4131 | 0.35571 | 0.30296
2012-01-16 03:00 | 0.17772 | 0.10682 | 0.16702 | 0.21574 | 0.52119 | 0.52119 | 0.52119 | 0.52119 | 0.34346 | 0.41437 | 0.35417 | 0.30545
2012-01-16 04:00 | 0.17921 | 0.11161 | 0.16786 | 0.2191 | 0.52119 | 0.52119 | 0.52119 | 0.52119 | 0.34198 | 0.40958 | 0.35332 | 0.30209
2012-01-16 05:00 | 0.18272 | 0.1148 | 0.18316 | 0.22029 | 0.52119 | 0.52119 | 0.52119 | 0.52119 | 0.33846 | 0.40638 | 0.33803 | 0.3009
2012-01-16 06:00 | 0.19561 | 0.13022 | 0.18863 | 0.22218 | 0.52119 | 0.52119 | 0.52119 | 0.52119 | 0.32558 | 0.39097 | 0.33256 | 0.29901
2012-01-16 07:00 | 0.21066 | 0.16617 | 0.18729 | 0.2242 | 0.52119 | 0.52119 | 0.52119 | 0.52119 | 0.31052 | 0.35502 | 0.3339 | 0.29699
2012-01-16 08:00 | 0.22663 | 0.21454 | 0.19724 | 0.22641 | 0.52119 | 0.52119 | 0.52119 | 0.52119 | 0.29455 | 0.30665 | 0.32394 | 0.29478
2012-01-16 09:00 | 0.23728 | 0.23905 | 0.1865 | 0.22723 | 0.52119 | 0.52119 | 0.52119 | 0.52119 | 0.28391 | 0.28213 | 0.33469 | 0.29396
2012-01-16 10:00 | 0.24199 | 0.24186 | 0.18428 | 0.22866 | 0.52119 | 0.52119 | 0.52119 | 0.52119 | 0.2792 | 0.27933 | 0.33691 | 0.29253
2012-01-16 11:00 | 0.2445 | 0.24093 | 0.1834 | 0.23009 | 0.52119 | 0.52119 | 0.52119 | 0.52119 | 0.27669 | 0.28026 | 0.33779 | 0.2911
2012-01-16 12:00 | 0.24447 | 0.23691 | 0.18084 | 0.22871 | 0.52119 | 0.52119 | 0.52119 | 0.52119 | 0.27672 | 0.28427 | 0.34035 | 0.29248
2012-01-16 13:00 | 0.24097 | 0.22632 | 0.1821 | 0.22646 | 0.52119 | 0.52119 | 0.52119 | 0.52119 | 0.28022 | 0.29487 | 0.33909 | 0.29472
2012-01-16 14:00 | 0.23491 | 0.21997 | 0.1757 | 0.22281 | 0.52119 | 0.52119 | 0.52119 | 0.52119 | 0.28628 | 0.30122 | 0.34548 | 0.29838
2012-01-16 15:00 | 0.2273 | 0.19307 | 0.18119 | 0.22185 | 0.52119 | 0.52119 | 0.52119 | 0.52119 | 0.29389 | 0.32812 | 0.34 | 0.29934
2012-01-16 16:00 | 0.22197 | 0.17732 | 0.17704 | 0.22227 | 0.52119 | 0.52119 | 0.52119 | 0.52119 | 0.29922 | 0.34387 | 0.34415 | 0.29892
2012-01-16 17:00 | 0.21309 | 0.16358 | 0.17495 | 0.22062 | 0.52119 | 0.52119 | 0.52119 | 0.52119 | 0.30809 | 0.35761 | 0.34624 | 0.30056
2012-01-16 18:00 | 0.20791 | 0.15541 | 0.1737 | 0.21668 | 0.52119 | 0.52119 | 0.52119 | 0.52119 | 0.31328 | 0.36577 | 0.34749 | 0.30451
2012-01-16 19:00 | 0.19828 | 0.14383 | 0.17889 | 0.21701 | 0.52119 | 0.52119 | 0.52119 | 0.52119 | 0.32291 | 0.37736 | 0.3423 | 0.30418
2012-01-16 20:00 | 0.19718 | 0.13692 | 0.17862 | 0.21951 | 0.52119 | 0.52119 | 0.52119 | 0.52119 | 0.32401 | 0.38427 | 0.34257 | 0.30167
2012-01-16 21:00 | 0.19274 | 0.13219 | 0.18235 | 0.22045 | 0.52119 | 0.52119 | 0.52119 | 0.52119 | 0.32845 | 0.38899 | 0.33883 | 0.30073
2012-01-16 22:00 | 0.1899 | 0.12745 | 0.18233 | 0.22048 | 0.52119 | 0.52119 | 0.52119 | 0.52119 | 0.33128 | 0.39373 | 0.33885 | 0.30071
2012-01-16 23:00 | 0.18991 | 0.11522 | 0.1784 | 0.2221 | 0.52119 | 0.52119 | 0.52119 | 0.52119 | 0.33128 | 0.40596 | 0.34279 | 0.29909
2012-01-17 | 0.17788 | 0.10579 | 0.17113 | 0.21858 | 0.52119 | 0.52119 | 0.52119 | 0.52119 | 0.34331 | 0.4154 | 0.35006 | 0.3026
2012-01-17 01:00 | 0.17908 | 0.10382 | 0.16928 | 0.21912 | 0.52119 | 0.52119 | 0.52119 | 0.52119 | 0.34211 | 0.41737 | 0.35191 | 0.30207
2012-01-17 02:00 | 0.17593 | 0.10554 | 0.16985 | 0.22031 | 0.52119 | 0.52119 | 0.52119 | 0.52119 | 0.34526 | 0.41565 | 0.35134 | 0.30088
2012-01-17 03:00 | 0.18775 | 0.11367 | 0.1746 | 0.22148 | 0.52119 | 0.52119 | 0.52119 | 0.52119 | 0.33343 | 0.40752 | 0.34659 | 0.29971
2012-01-17 04:00 | 0.20434 | 0.12816 | 0.17784 | 0.2244 | 0.52119 | 0.52119 | 0.52119 | 0.52119 | 0.31684 | 0.39303 | 0.34335 | 0.29678
2012-01-17 05:00 | 0.23085 | 0.14868 | 0.18009 | 0.22939 | 0.52119 | 0.52119 | 0.52119 | 0.52119 | 0.29034 | 0.37251 | 0.3411 | 0.29179
2012-01-17 06:00 | 0.26992 | 0.2345 | 0.1917 | 0.23338 | 0.52119 | 0.52119 | 0.52119 | 0.52119 | 0.25127 | 0.28668 | 0.32949 | 0.28781
2012-01-17 07:00 | 0.29369 | 0.30559 | 0.19014 | 0.23374 | 0.52119 | 0.52119 | 0.52119 | 0.52119 | 0.2275 | 0.2156 | 0.33105 | 0.28745
2012-01-17 08:00 | 0.30177 | 0.32899 | 0.18681 | 0.23352 | 0.52119 | 0.52119 | 0.52119 | 0.52119 | 0.21942 | 0.19219 | 0.33438 | 0.28767
2012-01-17 09:00 | 0.29838 | 0.32981 | 0.18768 | 0.23289 | 0.52119 | 0.52119 | 0.52119 | 0.52119 | 0.2228 | 0.19138 | 0.33351 | 0.2883
2012-01-17 10:00 | 0.29713 | 0.32427 | 0.19406 | 0.23352 | 0.52119 | 0.52119 | 0.52119 | 0.52119 | 0.22405 | 0.19691 | 0.32713 | 0.28767
2012-01-17 11:00 | 0.29563 | 0.32129 | 0.19083 | 0.23314 | 0.52119 | 0.52119 | 0.52119 | 0.52119 | 0.22555 | 0.1999 | 0.33036 | 0.28805
2012-01-17 12:00 | 0.29354 | 0.318 | 0.19241 | 0.23232 | 0.52119 | 0.52119 | 0.52119 | 0.52119 | 0.22765 | 0.20319 | 0.32878 | 0.28886
2012-01-17 13:00 | 0.29244 | 0.31856 | 0.18695 | 0.23143 | 0.52119 | 0.52119 | 0.52119 | 0.52119 | 0.22875 | 0.20262 | 0.33424 | 0.28976
2012-01-17 14:00 | 0.2924 | 0.31488 | 0.18737 | 0.22942 | 0.52119 | 0.52119 | 0.52119 | 0.52119 | 0.22879 | 0.2063 | 0.33382 | 0.29177
2012-01-17 15:00 | 0.29033 | 0.30933 | 0.18667 | 0.22363 | 0.52119 | 0.52119 | 0.52119 | 0.52119 | 0.23085 | 0.21185 | 0.33452 | 0.29755
2012-01-17 16:00 | 0.28758 | 0.30718 | 0.1949 | 0.22193 | 0.52119 | 0.52119 | 0.52119 | 0.52119 | 0.2336 | 0.214 | 0.32629 | 0.29926
2012-01-17 17:00 | 0.28273 | 0.2909 | 0.18991 | 0.21925 | 0.52119 | 0.52119 | 0.52119 | 0.52119 | 0.23845 | 0.23029 | 0.33127 | 0.30194
2012-01-17 18:00 | 0.24931 | 0.25736 | 0.18392 | 0.21876 | 0.52119 | 0.52119 | 0.52119 | 0.52119 | 0.27188 | 0.26382 | 0.33726 | 0.30243
2012-01-17 19:00 | 0.22912 | 0.21095 | 0.18203 | 0.21456 | 0.52119 | 0.52119 | 0.52119 | 0.52119 | 0.29207 | 0.31024 | 0.33916 | 0.30663
2012-01-17 20:00 | 0.21391 | 0.18745 | 0.17817 | 0.21877 | 0.52119 | 0.52119 | 0.52119 | 0.52119 | 0.30728 | 0.33373 | 0.34302 | 0.30242
2012-01-17 21:00 | 0.20123 | 0.17741 | 0.17608 | 0.21893 | 0.52119 | 0.52119 | 0.52119 | 0.52119 | 0.31996 | 0.34377 | 0.34511 | 0.30225
2012-01-17 22:00 | 0.18955 | 0.14108 | 0.17234 | 0.21665 | 0.52119 | 0.52119 | 0.52119 | 0.52119 | 0.33164 | 0.38011 | 0.34885 | 0.30454
2012-01-17 23:00 | 0.17917 | 0.11077 | 0.16683 | 0.21555 | 0.52119 | 0.52119 | 0.52119 | 0.52119 | 0.34202 | 0.41041 | 0.35436 | 0.30563
2012-01-18 | 0.17651 | 0.10465 | 0.16185 | 0.21944 | 0.52119 | 0.52119 | 0.52119 | 0.52119 | 0.34467 | 0.41654 | 0.35934 | 0.30175
2012-01-18 01:00 | 0.17759 | 0.10382 | 0.16242 | 0.2206 | 0.52119 | 0.52119 | 0.52119 | 0.52119 | 0.3436 | 0.41737 | 0.35877 | 0.30058
2012-01-18 02:00 | 0.17459 | 0.10532 | 0.16394 | 0.21842 | 0.52119 | 0.52119 | 0.52119 | 0.52119 | 0.3466 | 0.41587 | 0.35725 | 0.30276
2012-01-18 03:00 | 0.18689 | 0.11352 | 0.16972 | 0.21845 | 0.52119 | 0.52119 | 0.52119 | 0.52119 | 0.33429 | 0.40767 | 0.35146 | 0.30273
2012-01-18 04:00 | 0.20289 | 0.12804 | 0.17429 | 0.21941 | 0.52119 | 0.52119 | 0.52119 | 0.52119 | 0.3183 | 0.39314 | 0.34689 | 0.30178
2012-01-18 05:00 | 0.22793 | 0.14931 | 0.17845 | 0.22417 | 0.52119 | 0.52119 | 0.52119 | 0.52119 | 0.29326 | 0.37187 | 0.34274 | 0.29702
2012-01-18 06:00 | 0.26528 | 0.23382 | 0.20027 | 0.232 | 0.52119 | 0.52119 | 0.52119 | 0.52119 | 0.25591 | 0.28737 | 0.32092 | 0.28919
2012-01-18 07:00 | 0.28903 | 0.30658 | 0.19972 | 0.23188 | 0.52119 | 0.52119 | 0.52119 | 0.52119 | 0.23216 | 0.2146 | 0.32147 | 0.28931
2012-01-18 08:00 | 0.29727 | 0.32564 | 0.19479 | 0.23096 | 0.52119 | 0.52119 | 0.52119 | 0.52119 | 0.22392 | 0.19555 | 0.3264 | 0.29023
2012-01-18 09:00 | 0.29391 | 0.32988 | 0.19568 | 0.23126 | 0.52119 | 0.52119 | 0.52119 | 0.52119 | 0.22728 | 0.19131 | 0.32551 | 0.28993
2012-01-18 10:00 | 0.2926 | 0.32509 | 0.19931 | 0.23003 | 0.52119 | 0.52119 | 0.52119 | 0.52119 | 0.22859 | 0.1961 | 0.32188 | 0.29116
2012-01-18 11:00 | 0.29147 | 0.32131 | 0.18851 | 0.2283 | 0.52119 | 0.52119 | 0.52119 | 0.52119 | 0.22972 | 0.19988 | 0.33268 | 0.29289
2012-01-18 12:00 | 0.28971 | 0.31828 | 0.19607 | 0.22999 | 0.52119 | 0.52119 | 0.52119 | 0.52119 | 0.23148 | 0.20291 | 0.32512 | 0.2912
2012-01-18 13:00 | 0.28873 | 0.31883 | 0.18869 | 0.23067 | 0.52119 | 0.52119 | 0.52119 | 0.52119 | 0.23245 | 0.20236 | 0.3325 | 0.29051
2012-01-18 14:00 | 0.28852 | 0.31443 | 0.18518 | 0.22836 | 0.52119 | 0.52119 | 0.52119 | 0.52119 | 0.23266 | 0.20676 | 0.33601 | 0.29283
2012-01-18 15:00 | 0.28656 | 0.30891 | 0.18569 | 0.22172 | 0.52119 | 0.52119 | 0.52119 | 0.52119 | 0.23463 | 0.21228 | 0.3355 | 0.29947
2012-01-18 16:00 | 0.28355 | 0.30635 | 0.18857 | 0.2207 | 0.52119 | 0.52119 | 0.52119 | 0.52119 | 0.23764 | 0.21484 | 0.33262 | 0.30049
2012-01-18 17:00 | 0.28161 | 0.29005 | 0.18904 | 0.21635 | 0.52119 | 0.52119 | 0.52119 | 0.52119 | 0.23958 | 0.23114 | 0.33215 | 0.30484
2012-01-18 18:00 | 0.24921 | 0.25598 | 0.18637 | 0.21569 | 0.52119 | 0.52119 | 0.52119 | 0.52119 | 0.27198 | 0.26521 | 0.33482 | 0.3055
2012-01-18 19:00 | 0.22802 | 0.21005 | 0.18357 | 0.21285 | 0.52119 | 0.52119 | 0.52119 | 0.52119 | 0.29317 | 0.31114 | 0.33762 | 0.30834
2012-01-18 20:00 | 0.21332 | 0.1866 | 0.17935 | 0.21992 | 0.52119 | 0.52119 | 0.52119 | 0.52119 | 0.30787 | 0.33459 | 0.34183 | 0.30127
2012-01-18 21:00 | 0.20121 | 0.17669 | 0.1782 | 0.22071 | 0.52119 | 0.52119 | 0.52119 | 0.52119 | 0.31998 | 0.3445 | 0.34299 | 0.30048
2012-01-18 22:00 | 0.18951 | 0.14062 | 0.17515 | 0.2187 | 0.52119 | 0.52119 | 0.52119 | 0.52119 | 0.33167 | 0.38057 | 0.34603 | 0.30249
2012-01-18 23:00 | 0.17909 | 0.11039 | 0.16849 | 0.2177 | 0.52119 | 0.52119 | 0.52119 | 0.52119 | 0.3421 | 0.41079 | 0.3527 | 0.30349
2012-01-19 | 0.17639 | 0.10443 | 0.1624 | 0.2201 | 0.52119 | 0.52119 | 0.52119 | 0.52119 | 0.3448 | 0.41676 | 0.35879 | 0.30109
2012-01-19 01:00 | 0.17752 | 0.10395 | 0.16314 | 0.22131 | 0.52119 | 0.52119 | 0.52119 | 0.52119 | 0.34367 | 0.41724 | 0.35805 | 0.29987
2012-01-19 02:00 | 0.17489 | 0.10525 | 0.16392 | 0.21881 | 0.52119 | 0.52119 | 0.52119 | 0.52119 | 0.34629 | 0.41594 | 0.35727 | 0.30238
2012-01-19 03:00 | 0.18717 | 0.11346 | 0.17006 | 0.21871 | 0.52119 | 0.52119 | 0.52119 | 0.52119 | 0.33402 | 0.40773 | 0.35113 | 0.30248
2012-01-19 04:00 | 0.20317 | 0.12808 | 0.17508 | 0.21948 | 0.52119 | 0.52119 | 0.52119 | 0.52119 | 0.31801 | 0.39311 | 0.3461 | 0.30171
2012-01-19 05:00 | 0.22833 | 0.14928 | 0.17929 | 0.22418 | 0.52119 | 0.52119 | 0.52119 | 0.52119 | 0.29286 | 0.3719 | 0.3419 | 0.29701
2012-01-19 06:00 | 0.26498 | 0.23284 | 0.20099 | 0.23181 | 0.52119 | 0.52119 | 0.52119 | 0.52119 | 0.25621 | 0.28835 | 0.3202 | 0.28938
2012-01-19 07:00 | 0.2887 | 0.30659 | 0.19997 | 0.23188 | 0.52119 | 0.52119 | 0.52119 | 0.52119 | 0.23249 | 0.2146 | 0.32122 | 0.28931
2012-01-19 08:00 | 0.29681 | 0.32586 | 0.19385 | 0.23041 | 0.52119 | 0.52119 | 0.52119 | 0.52119 | 0.22438 | 0.19533 | 0.32734 | 0.29078
2012-01-19 09:00 | 0.29397 | 0.33152 | 0.19144 | 0.23096 | 0.52119 | 0.52119 | 0.52119 | 0.52119 | 0.22722 | 0.18967 | 0.32974 | 0.29023
2012-01-19 10:00 | 0.29235 | 0.32663 | 0.1954 | 0.23092 | 0.52119 | 0.52119 | 0.52119 | 0.52119 | 0.22883 | 0.19456 | 0.32579 | 0.29027
2012-01-19 11:00 | 0.29172 | 0.32161 | 0.18609 | 0.23098 | 0.52119 | 0.52119 | 0.52119 | 0.52119 | 0.22947 | 0.19958 | 0.3351 | 0.29021
2012-01-19 12:00 | 0.29013 | 0.31808 | 0.19046 | 0.2316 | 0.52119 | 0.52119 | 0.52119 | 0.52119 | 0.23106 | 0.20311 | 0.33073 | 0.28959
2012-01-19 13:00 | 0.28944 | 0.31844 | 0.18661 | 0.23127 | 0.52119 | 0.52119 | 0.52119 | 0.52119 | 0.23175 | 0.20275 | 0.33458 | 0.28991
2012-01-19 14:00 | 0.28933 | 0.31501 | 0.18402 | 0.22948 | 0.52119 | 0.52119 | 0.52119 | 0.52119 | 0.23186 | 0.20618 | 0.33717 | 0.29171
2012-01-19 15:00 | 0.28757 | 0.30949 | 0.18421 | 0.22377 | 0.52119 | 0.52119 | 0.52119 | 0.52119 | 0.23362 | 0.21169 | 0.33697 | 0.29742
2012-01-19 16:00 | 0.28426 | 0.30745 | 0.19569 | 0.22235 | 0.52119 | 0.52119 | 0.52119 | 0.52119 | 0.23692 | 0.21373 | 0.3255 | 0.29884
2012-01-19 17:00 | 0.28132 | 0.29134 | 0.19233 | 0.2202 | 0.52119 | 0.52119 | 0.52119 | 0.52119 | 0.23987 | 0.22985 | 0.32886 | 0.30099
2012-01-19 18:00 | 0.24923 | 0.25786 | 0.18385 | 0.22022 | 0.52119 | 0.52119 | 0.52119 | 0.52119 | 0.27196 | 0.26333 | 0.33733 | 0.30097
2012-01-19 19:00 | 0.22818 | 0.21111 | 0.1823 | 0.21583 | 0.52119 | 0.52119 | 0.52119 | 0.52119 | 0.29301 | 0.31008 | 0.33889 | 0.30536
2012-01-19 20:00 | 0.21344 | 0.18788 | 0.17904 | 0.21873 | 0.52119 | 0.52119 | 0.52119 | 0.52119 | 0.30775 | 0.33331 | 0.34215 | 0.30245
2012-01-19 21:00 | 0.20113 | 0.17778 | 0.17681 | 0.21841 | 0.52119 | 0.52119 | 0.52119 | 0.52119 | 0.32006 | 0.3434 | 0.34437 | 0.30278
2012-01-19 22:00 | 0.18961 | 0.14146 | 0.17239 | 0.21564 | 0.52119 | 0.52119 | 0.52119 | 0.52119 | 0.33157 | 0.37973 | 0.34879 | 0.30555
2012-01-19 23:00 | 0.17929 | 0.11116 | 0.16663 | 0.21394 | 0.52119 | 0.52119 | 0.52119 | 0.52119 | 0.34189 | 0.41003 | 0.35456 | 0.30725
2012-01-20 | 0.17685 | 0.10483 | 0.16523 | 0.21838 | 0.52119 | 0.52119 | 0.52119 | 0.52119 | 0.34434 | 0.41636 | 0.35596 | 0.30281
2012-01-20 01:00 | 0.17791 | 0.1038 | 0.16057 | 0.21917 | 0.52119 | 0.52119 | 0.52119 | 0.52119 | 0.34328 | 0.41739 | 0.36062 | 0.30201
2012-01-20 02:00 | 0.17522 | 0.10551 | 0.1633 | 0.219 | 0.52119 | 0.52119 | 0.52119 | 0.52119 | 0.34596 | 0.41568 | 0.35789 | 0.30219
2012-01-20 03:00 | 0.18737 | 0.11365 | 0.16782 | 0.21992 | 0.52119 | 0.52119 | 0.52119 | 0.52119 | 0.33382 | 0.40753 | 0.35337 | 0.30127
2012-01-20 04:00 | 0.20361 | 0.12825 | 0.17213 | 0.22426 | 0.52119 | 0.52119 | 0.52119 | 0.52119 | 0.31757 | 0.39293 | 0.34905 | 0.29693
2012-01-20 05:00 | 0.22875 | 0.1487 | 0.17388 | 0.22942 | 0.52119 | 0.52119 | 0.52119 | 0.52119 | 0.29244 | 0.37249 | 0.34731 | 0.29177
2012-01-20 06:00 | 0.26645 | 0.23452 | 0.19075 | 0.2329 | 0.52119 | 0.52119 | 0.52119 | 0.52119 | 0.25473 | 0.28667 | 0.33044 | 0.28829
2012-01-20 07:00 | 0.29016 | 0.30606 | 0.19092 | 0.23332 | 0.52119 | 0.52119 | 0.52119 | 0.52119 | 0.23102 | 0.21513 | 0.33026 | 0.28786
2012-01-20 08:00 | 0.29669 | 0.32917 | 0.19022 | 0.23325 | 0.52119 | 0.52119 | 0.52119 | 0.52119 | 0.2245 | 0.19201 | 0.33097 | 0.28794
2012-01-20 09:00 | 0.29441 | 0.333 | 0.19462 | 0.23382 | 0.52119 | 0.52119 | 0.52119 | 0.52119 | 0.22678 | 0.18819 | 0.32657 | 0.28736
2012-01-20 10:00 | 0.29206 | 0.3273 | 0.19776 | 0.2356 | 0.52119 | 0.52119 | 0.52119 | 0.52119 | 0.22913 | 0.19389 | 0.32342 | 0.28558
2012-01-20 11:00 | 0.29148 | 0.3206 | 0.1974 | 0.23523 | 0.52119 | 0.52119 | 0.52119 | 0.52119 | 0.22971 | 0.20059 | 0.32379 | 0.28596
2012-01-20 12:00 | 0.28983 | 0.31698 | 0.19769 | 0.23324 | 0.52119 | 0.52119 | 0.52119 | 0.52119 | 0.23136 | 0.2042 | 0.3235 | 0.28795
2012-01-20 13:00 | 0.289 | 0.31758 | 0.19602 | 0.23169 | 0.52119 | 0.52119 | 0.52119 | 0.52119 | 0.23219 | 0.20361 | 0.32516 | 0.2895
2012-01-20 14:00 | 0.28895 | 0.31488 | 0.19391 | 0.22998 | 0.52119 | 0.52119 | 0.52119 | 0.52119 | 0.23224 | 0.2063 | 0.32728 | 0.29121
2012-01-20 15:00 | 0.28698 | 0.30947 | 0.19561 | 0.22599 | 0.52119 | 0.52119 | 0.52119 | 0.52119 | 0.23421 | 0.21172 | 0.32558 | 0.2952
2012-01-20 16:00 | 0.28398 | 0.3077 | 0.19902 | 0.22424 | 0.52119 | 0.52119 | 0.52119 | 0.52119 | 0.23721 | 0.21349 | 0.32217 | 0.29695
2012-01-20 17:00 | 0.28033 | 0.29153 | 0.1987 | 0.22329 | 0.52119 | 0.52119 | 0.52119 | 0.52119 | 0.24086 | 0.22966 | 0.32248 | 0.2979
2012-01-20 18:00 | 0.24791 | 0.25838 | 0.19302 | 0.22173 | 0.52119 | 0.52119 | 0.52119 | 0.52119 | 0.27328 | 0.26281 | 0.32817 | 0.29946
2012-01-20 19:00 | 0.22706 | 0.2115 | 0.18981 | 0.21824 | 0.52119 | 0.52119 | 0.52119 | 0.52119 | 0.29413 | 0.30969 | 0.33138 | 0.30295
2012-01-20 20:00 | 0.21216 | 0.18824 | 0.18672 | 0.21899 | 0.52119 | 0.52119 | 0.52119 | 0.52119 | 0.30903 | 0.33295 | 0.33447 | 0.3022
2012-01-20 21:00 | 0.20109 | 0.17813 | 0.18277 | 0.21854 | 0.52119 | 0.52119 | 0.52119 | 0.52119 | 0.3201 | 0.34306 | 0.33842 | 0.30265
2012-01-20 22:00 | 0.18958 | 0.14171 | 0.17958 | 0.21548 | 0.52119 | 0.52119 | 0.52119 | 0.52119 | 0.33161 | 0.37948 | 0.34161 | 0.30571
2012-01-20 23:00 | 0.17927 | 0.11144 | 0.17471 | 0.214 | 0.52119 | 0.52119 | 0.52119 | 0.52119 | 0.34191 | 0.40975 | 0.34648 | 0.30718
2012-01-21 | 0.17479 | 0.11606 | 0.16969 | 0.2159 | 0.52119 | 0.52119 | 0.52119 | 0.52119 | 0.3464 | 0.40513 | 0.3515 | 0.30529
2012-01-21 01:00 | 0.17468 | 0.10987 | 0.1652 | 0.218 | 0.52119 | 0.52119 | 0.52119 | 0.52119 | 0.34651 | 0.41132 | 0.35599 | 0.30319
2012-01-21 02:00 | 0.17684 | 0.10851 | 0.16503 | 0.21897 | 0.52119 | 0.52119 | 0.52119 | 0.52119 | 0.34434 | 0.41268 | 0.35616 | 0.30222
2012-01-21 03:00 | 0.17741 | 0.10685 | 0.16642 | 0.21814 | 0.52119 | 0.52119 | 0.52119 | 0.52119 | 0.34378 | 0.41434 | 0.35476 | 0.30305
2012-01-21 04:00 | 0.1788 | 0.11151 | 0.16764 | 0.21903 | 0.52119 | 0.52119 | 0.52119 | 0.52119 | 0.34239 | 0.40967 | 0.35355 | 0.30216
2012-01-21 05:00 | 0.1823 | 0.11487 | 0.1813 | 0.22123 | 0.52119 | 0.52119 | 0.52119 | 0.52119 | 0.33889 | 0.40632 | 0.33988 | 0.29996
2012-01-21 06:00 | 0.19497 | 0.13038 | 0.18776 | 0.22237 | 0.52119 | 0.52119 | 0.52119 | 0.52119 | 0.32621 | 0.39081 | 0.33343 | 0.29881
2012-01-21 07:00 | 0.21027 | 0.16616 | 0.18707 | 0.2242 | 0.52119 | 0.52119 | 0.52119 | 0.52119 | 0.31092 | 0.35503 | 0.33412 | 0.29699
2012-01-21 08:00 | 0.22536 | 0.21469 | 0.19568 | 0.22606 | 0.52119 | 0.52119 | 0.52119 | 0.52119 | 0.29583 | 0.3065 | 0.32551 | 0.29513
2012-01-21 09:00 | 0.2349 | 0.23977 | 0.1871 | 0.22746 | 0.52119 | 0.52119 | 0.52119 | 0.52119 | 0.28629 | 0.28141 | 0.33409 | 0.29373
2012-01-21 10:00 | 0.23898 | 0.24142 | 0.18428 | 0.22835 | 0.52119 | 0.52119 | 0.52119 | 0.52119 | 0.28221 | 0.27976 | 0.33691 | 0.29284
2012-01-21 11:00 | 0.24189 | 0.24063 | 0.18332 | 0.22797 | 0.52119 | 0.52119 | 0.52119 | 0.52119 | 0.27929 | 0.28056 | 0.33787 | 0.29321
2012-01-21 12:00 | 0.24122 | 0.23694 | 0.18248 | 0.22684 | 0.52119 | 0.52119 | 0.52119 | 0.52119 | 0.27997 | 0.28425 | 0.33871 | 0.29435
2012-01-21 13:00 | 0.23783 | 0.22633 | 0.1843 | 0.22454 | 0.52119 | 0.52119 | 0.52119 | 0.52119 | 0.28336 | 0.29486 | 0.33689 | 0.29664
2012-01-21 14:00 | 0.23239 | 0.2179 | 0.17468 | 0.22101 | 0.52119 | 0.52119 | 0.52119 | 0.52119 | 0.28879 | 0.30329 | 0.34651 | 0.30018
2012-01-21 15:00 | 0.22515 | 0.19071 | 0.17973 | 0.21946 | 0.52119 | 0.52119 | 0.52119 | 0.52119 | 0.29604 | 0.33048 | 0.34146 | 0.30173
2012-01-21 16:00 | 0.22125 | 0.17251 | 0.17385 | 0.21938 | 0.52119 | 0.52119 | 0.52119 | 0.52119 | 0.29994 | 0.34867 | 0.34734 | 0.30181
2012-01-21 17:00 | 0.21267 | 0.16215 | 0.17075 | 0.21714 | 0.52119 | 0.52119 | 0.52119 | 0.52119 | 0.30851 | 0.35904 | 0.35044 | 0.30404
2012-01-21 18:00 | 0.20756 | 0.15405 | 0.16934 | 0.21378 | 0.52119 | 0.52119 | 0.52119 | 0.52119 | 0.31363 | 0.36714 | 0.35185 | 0.30741
2012-01-21 19:00 | 0.19583 | 0.14223 | 0.17802 | 0.21427 | 0.52119 | 0.52119 | 0.52119 | 0.52119 | 0.32535 | 0.37896 | 0.34317 | 0.30692
2012-01-21 20:00 | 0.19321 | 0.13568 | 0.17807 | 0.21652 | 0.52119 | 0.52119 | 0.52119 | 0.52119 | 0.32798 | 0.38551 | 0.34312 | 0.30467
2012-01-21 21:00 | 0.19243 | 0.13149 | 0.18109 | 0.21672 | 0.52119 | 0.52119 | 0.52119 | 0.52119 | 0.32876 | 0.3897 | 0.3401 | 0.30447
2012-01-21 22:00 | 0.18977 | 0.1266 | 0.1844 | 0.21667 | 0.52119 | 0.52119 | 0.52119 | 0.52119 | 0.33141 | 0.39459 | 0.33679 | 0.30452
2012-01-21 23:00 | 0.18756 | 0.11846 | 0.1776 | 0.21852 | 0.52119 | 0.52119 | 0.52119 | 0.52119 | 0.33362 | 0.40273 | 0.34359 | 0.30267
2012-01-22 | 0.17069 | 0.11597 | 0.17039 | 0.21796 | 0.52119 | 0.52119 | 0.52119 | 0.52119 | 0.3505 | 0.40522 | 0.3508 | 0.30323
2012-01-22 01:00 | 0.17335 | 0.10966 | 0.16541 | 0.21934 | 0.52119 | 0.52119 | 0.52119 | 0.52119 | 0.34784 | 0.41153 | 0.35578 | 0.30185
2012-01-22 02:00 | 0.17536 | 0.10704 | 0.16527 | 0.22004 | 0.52119 | 0.52119 | 0.52119 | 0.52119 | 0.34583 | 0.41415 | 0.35592 | 0.30114
2012-01-22 03:00 | 0.17606 | 0.10583 | 0.1668 | 0.22013 | 0.52119 | 0.52119 | 0.52119 | 0.52119 | 0.34513 | 0.41536 | 0.35439 | 0.30106
2012-01-22 04:00 | 0.1775 | 0.11001 | 0.16737 | 0.22077 | 0.52119 | 0.52119 | 0.52119 | 0.52119 | 0.34369 | 0.41118 | 0.35382 | 0.30042
2012-01-22 05:00 | 0.18059 | 0.11378 | 0.17998 | 0.22269 | 0.52119 | 0.52119 | 0.52119 | 0.52119 | 0.3406 | 0.40741 | 0.34121 | 0.29849
2012-01-22 06:00 | 0.19372 | 0.12946 | 0.18641 | 0.2236 | 0.52119 | 0.52119 | 0.52119 | 0.52119 | 0.32747 | 0.39173 | 0.33478 | 0.29759
2012-01-22 07:00 | 0.20969 | 0.16877 | 0.1825 | 0.22416 | 0.52119 | 0.52119 | 0.52119 | 0.52119 | 0.3115 | 0.35242 | 0.33869 | 0.29703
2012-01-22 08:00 | 0.22715 | 0.21416 | 0.19237 | 0.22645 | 0.52119 | 0.52119 | 0.52119 | 0.52119 | 0.29403 | 0.30703 | 0.32882 | 0.29474
2012-01-22 09:00 | 0.23437 | 0.23852 | 0.18575 | 0.2263 | 0.52119 | 0.52119 | 0.52119 | 0.52119 | 0.28681 | 0.28267 | 0.33544 | 0.29489
2012-01-22 10:00 | 0.2387 | 0.23372 | 0.18323 | 0.22844 | 0.52119 | 0.52119 | 0.52119 | 0.52119 | 0.28249 | 0.28746 | 0.33796 | 0.29274
2012-01-22 11:00 | 0.2416 | 0.23128 | 0.18291 | 0.22648 | 0.52119 | 0.52119 | 0.52119 | 0.52119 | 0.27958 | 0.28991 | 0.33827 | 0.29471
2012-01-22 12:00 | 0.24138 | 0.23089 | 0.18177 | 0.2255 | 0.52119 | 0.52119 | 0.52119 | 0.52119 | 0.27981 | 0.2903 | 0.33942 | 0.29569
2012-01-22 13:00 | 0.23778 | 0.22034 | 0.1744 | 0.22459 | 0.52119 | 0.52119 | 0.52119 | 0.52119 | 0.28341 | 0.30085 | 0.34679 | 0.2966
2012-01-22 14:00 | 0.23145 | 0.21249 | 0.17391 | 0.22028 | 0.52119 | 0.52119 | 0.52119 | 0.52119 | 0.28974 | 0.3087 | 0.34728 | 0.30091
2012-01-22 15:00 | 0.22532 | 0.18548 | 0.17346 | 0.21821 | 0.52119 | 0.52119 | 0.52119 | 0.52119 | 0.29586 | 0.33571 | 0.34773 | 0.30298
2012-01-22 16:00 | 0.22133 | 0.16558 | 0.17932 | 0.22256 | 0.52119 | 0.52119 | 0.52119 | 0.52119 | 0.29986 | 0.35561 | 0.34187 | 0.29863
2012-01-22 17:00 | 0.21315 | 0.15859 | 0.17816 | 0.22057 | 0.52119 | 0.52119 | 0.52119 | 0.52119 | 0.30804 | 0.3626 | 0.34303 | 0.30061
2012-01-22 18:00 | 0.20746 | 0.15097 | 0.17428 | 0.21579 | 0.52119 | 0.52119 | 0.52119 | 0.52119 | 0.31373 | 0.37022 | 0.3469 | 0.3054
2012-01-22 19:00 | 0.19557 | 0.14028 | 0.18164 | 0.22026 | 0.52119 | 0.52119 | 0.52119 | 0.52119 | 0.32562 | 0.38091 | 0.33955 | 0.30093
2012-01-22 20:00 | 0.19326 | 0.13405 | 0.18413 | 0.21697 | 0.52119 | 0.52119 | 0.52119 | 0.52119 | 0.32793 | 0.38714 | 0.33706 | 0.30422
2012-01-22 21:00 | 0.19186 | 0.12995 | 0.18782 | 0.20926 | 0.52119 | 0.52119 | 0.52119 | 0.52119 | 0.32933 | 0.39124 | 0.33336 | 0.31193
2012-01-22 22:00 | 0.18935 | 0.1245 | 0.19504 | 0.20846 | 0.52119 | 0.52119 | 0.52119 | 0.52119 | 0.33184 | 0.39669 | 0.32614 | 0.31273
2012-01-22 23:00 | 0.18721 | 0.1143 | 0.18747 | 0.2116 | 0.52119 | 0.52119 | 0.52119 | 0.52119 | 0.33398 | 0.40689 | 0.33372 | 0.30959
2012-01-23 | 0.17547 | 0.10444 | 0.16484 | 0.21867 | 0.52119 | 0.52119 | 0.52119 | 0.52119 | 0.34572 | 0.41675 | 0.35635 | 0.30252
2012-01-23 01:00 | 0.17774 | 0.10363 | 0.1677 | 0.22005 | 0.52119 | 0.52119 | 0.52119 | 0.52119 | 0.34345 | 0.41756 | 0.35349 | 0.30114
2012-01-23 02:00 | 0.1746 | 0.10512 | 0.16922 | 0.21824 | 0.52119 | 0.52119 | 0.52119 | 0.52119 | 0.34659 | 0.41607 | 0.35197 | 0.30295
2012-01-23 03:00 | 0.18673 | 0.11331 | 0.17657 | 0.21736 | 0.52119 | 0.52119 | 0.52119 | 0.52119 | 0.33446 | 0.40788 | 0.34462 | 0.30383
2012-01-23 04:00 | 0.20355 | 0.12761 | 0.18321 | 0.21815 | 0.52119 | 0.52119 | 0.52119 | 0.52119 | 0.31764 | 0.39358 | 0.33798 | 0.30304
2012-01-23 05:00 | 0.22743 | 0.14943 | 0.18417 | 0.22243 | 0.52119 | 0.52119 | 0.52119 | 0.52119 | 0.29376 | 0.37176 | 0.33702 | 0.29876
2012-01-23 06:00 | 0.26317 | 0.23378 | 0.20422 | 0.22913 | 0.52119 | 0.52119 | 0.52119 | 0.52119 | 0.25801 | 0.28741 | 0.31697 | 0.29206
2012-01-23 07:00 | 0.28871 | 0.30407 | 0.20536 | 0.2315 | 0.52119 | 0.52119 | 0.52119 | 0.52119 | 0.23248 | 0.21712 | 0.31583 | 0.28968
2012-01-23 08:00 | 0.29506 | 0.32475 | 0.20108 | 0.22861 | 0.52119 | 0.52119 | 0.52119 | 0.52119 | 0.22613 | 0.19644 | 0.3201 | 0.29258
2012-01-23 09:00 | 0.2925 | 0.33311 | 0.19795 | 0.2294 | 0.52119 | 0.52119 | 0.52119 | 0.52119 | 0.22869 | 0.18808 | 0.32324 | 0.29178
2012-01-23 10:00 | 0.28949 | 0.32871 | 0.20124 | 0.22811 | 0.52119 | 0.52119 | 0.52119 | 0.52119 | 0.23169 | 0.19248 | 0.31995 | 0.29308
2012-01-23 11:00 | 0.28934 | 0.32216 | 0.19058 | 0.22626 | 0.52119 | 0.52119 | 0.52119 | 0.52119 | 0.23185 | 0.19903 | 0.33061 | 0.29493
2012-01-23 12:00 | 0.2889 | 0.31899 | 0.19968 | 0.22845 | 0.52119 | 0.52119 | 0.52119 | 0.52119 | 0.23229 | 0.2022 | 0.32151 | 0.29274
2012-01-23 13:00 | 0.28821 | 0.31916 | 0.19084 | 0.22965 | 0.52119 | 0.52119 | 0.52119 | 0.52119 | 0.23298 | 0.20202 | 0.33035 | 0.29154
2012-01-23 14:00 | 0.28709 | 0.31431 | 0.18644 | 0.22741 | 0.52119 | 0.52119 | 0.52119 | 0.52119 | 0.2341 | 0.20688 | 0.33474 | 0.29378
2012-01-23 15:00 | 0.2846 | 0.30886 | 0.18672 | 0.22051 | 0.52119 | 0.52119 | 0.52119 | 0.52119 | 0.23659 | 0.21233 | 0.33446 | 0.30068
2012-01-23 16:00 | 0.28116 | 0.30615 | 0.18891 | 0.22015 | 0.52119 | 0.52119 | 0.52119 | 0.52119 | 0.24003 | 0.21503 | 0.33228 | 0.30104
2012-01-23 17:00 | 0.2785 | 0.29035 | 0.18876 | 0.2166 | 0.52119 | 0.52119 | 0.52119 | 0.52119 | 0.24269 | 0.23084 | 0.33243 | 0.30458
2012-01-23 18:00 | 0.24518 | 0.256 | 0.18552 | 0.21626 | 0.52119 | 0.52119 | 0.52119 | 0.52119 | 0.27601 | 0.26519 | 0.33567 | 0.30493
2012-01-23 19:00 | 0.22413 | 0.2101 | 0.18293 | 0.21297 | 0.52119 | 0.52119 | 0.52119 | 0.52119 | 0.29705 | 0.31109 | 0.33826 | 0.30822
2012-01-23 20:00 | 0.20923 | 0.18721 | 0.17834 | 0.21884 | 0.52119 | 0.52119 | 0.52119 | 0.52119 | 0.31195 | 0.33398 | 0.34285 | 0.30235
2012-01-23 21:00 | 0.20102 | 0.17731 | 0.17665 | 0.21914 | 0.52119 | 0.52119 | 0.52119 | 0.52119 | 0.32017 | 0.34388 | 0.34453 | 0.30205
2012-01-23 22:00 | 0.18902 | 0.14098 | 0.17325 | 0.2172 | 0.52119 | 0.52119 | 0.52119 | 0.52119 | 0.33217 | 0.38021 | 0.34794 | 0.30399
2012-01-23 23:00 | 0.17855 | 0.11074 | 0.16738 | 0.21595 | 0.52119 | 0.52119 | 0.52119 | 0.52119 | 0.34264 | 0.41045 | 0.35381 | 0.30524
2012-01-24 | 0.17601 | 0.10473 | 0.16182 | 0.21897 | 0.52119 | 0.52119 | 0.52119 | 0.52119 | 0.34518 | 0.41646 | 0.35937 | 0.30222
2012-01-24 01:00 | 0.17716 | 0.10382 | 0.16309 | 0.22004 | 0.52119 | 0.52119 | 0.52119 | 0.52119 | 0.34403 | 0.41737 | 0.3581 | 0.30115
2012-01-24 02:00 | 0.17606 | 0.10547 | 0.16426 | 0.21796 | 0.52119 | 0.52119 | 0.52119 | 0.52119 | 0.34513 | 0.41572 | 0.35693 | 0.30322
2012-01-24 03:00 | 0.18756 | 0.11366 | 0.17014 | 0.2183 | 0.52119 | 0.52119 | 0.52119 | 0.52119 | 0.33363 | 0.40753 | 0.35105 | 0.30289
2012-01-24 04:00 | 0.20453 | 0.12827 | 0.17389 | 0.21999 | 0.52119 | 0.52119 | 0.52119 | 0.52119 | 0.31666 | 0.39291 | 0.3473 | 0.30119
2012-01-24 05:00 | 0.22964 | 0.14869 | 0.17767 | 0.2261 | 0.52119 | 0.52119 | 0.52119 | 0.52119 | 0.29155 | 0.3725 | 0.34352 | 0.29509
2012-01-24 06:00 | 0.26698 | 0.23477 | 0.19973 | 0.23177 | 0.52119 | 0.52119 | 0.52119 | 0.52119 | 0.25421 | 0.28642 | 0.32146 | 0.28942
2012-01-24 07:00 | 0.29162 | 0.30599 | 0.19763 | 0.23077 | 0.52119 | 0.52119 | 0.52119 | 0.52119 | 0.22957 | 0.2152 | 0.32356 | 0.29042
2012-01-24 08:00 | 0.29726 | 0.32762 | 0.18927 | 0.23036 | 0.52119 | 0.52119 | 0.52119 | 0.52119 | 0.22393 | 0.19357 | 0.33192 | 0.29083
2012-01-24 09:00 | 0.29454 | 0.33307 | 0.19082 | 0.23083 | 0.52119 | 0.52119 | 0.52119 | 0.52119 | 0.22665 | 0.18812 | 0.33037 | 0.29036
2012-01-24 10:00 | 0.28994 | 0.32838 | 0.19847 | 0.23038 | 0.52119 | 0.52119 | 0.52119 | 0.52119 | 0.23125 | 0.19281 | 0.32272 | 0.29081
2012-01-24 11:00 | 0.28954 | 0.3218 | 0.188 | 0.22822 | 0.52119 | 0.52119 | 0.52119 | 0.52119 | 0.23165 | 0.19939 | 0.33319 | 0.29297
2012-01-24 12:00 | 0.28884 | 0.31848 | 0.19613 | 0.22999 | 0.52119 | 0.52119 | 0.52119 | 0.52119 | 0.23235 | 0.20271 | 0.32506 | 0.2912
2012-01-24 13:00 | 0.28806 | 0.31897 | 0.1894 | 0.23037 | 0.52119 | 0.52119 | 0.52119 | 0.52119 | 0.23312 | 0.20222 | 0.33179 | 0.29082
2012-01-24 14:00 | 0.28713 | 0.31442 | 0.18574 | 0.22798 | 0.52119 | 0.52119 | 0.52119 | 0.52119 | 0.23406 | 0.20677 | 0.33545 | 0.29321
2012-01-24 15:00 | 0.28458 | 0.30906 | 0.18606 | 0.22123 | 0.52119 | 0.52119 | 0.52119 | 0.52119 | 0.23661 | 0.21213 | 0.33513 | 0.29996
2012-01-24 16:00 | 0.28122 | 0.30678 | 0.18993 | 0.2208 | 0.52119 | 0.52119 | 0.52119 | 0.52119 | 0.23997 | 0.21441 | 0.33126 | 0.30039
2012-01-24 17:00 | 0.27759 | 0.29013 | 0.18707 | 0.21801 | 0.52119 | 0.52119 | 0.52119 | 0.52119 | 0.24359 | 0.23105 | 0.33412 | 0.30318
2012-01-24 18:00 | 0.24336 | 0.2571 | 0.18338 | 0.21834 | 0.52119 | 0.52119 | 0.52119 | 0.52119 | 0.27783 | 0.26409 | 0.33781 | 0.30285
2012-01-24 19:00 | 0.22389 | 0.21066 | 0.18157 | 0.21435 | 0.52119 | 0.52119 | 0.52119 | 0.52119 | 0.29729 | 0.31053 | 0.33961 | 0.30683
2012-01-24 20:00 | 0.20928 | 0.18823 | 0.17829 | 0.21822 | 0.52119 | 0.52119 | 0.52119 | 0.52119 | 0.3119 | 0.33296 | 0.3429 | 0.30297
2012-01-24 21:00 | 0.20109 | 0.17857 | 0.17602 | 0.21818 | 0.52119 | 0.52119 | 0.52119 | 0.52119 | 0.3201 | 0.34261 | 0.34517 | 0.30301
2012-01-24 22:00 | 0.18874 | 0.14234 | 0.17191 | 0.21544 | 0.52119 | 0.52119 | 0.52119 | 0.52119 | 0.33245 | 0.37884 | 0.34927 | 0.30575
2012-01-24 23:00 | 0.17803 | 0.11173 | 0.16638 | 0.21363 | 0.52119 | 0.52119 | 0.52119 | 0.52119 | 0.34316 | 0.40946 | 0.3548 | 0.30756
2012-01-25 | 0.17555 | 0.10542 | 0.16343 | 0.21651 | 0.52119 | 0.52119 | 0.52119 | 0.52119 | 0.34563 | 0.41577 | 0.35776 | 0.30468
2012-01-25 01:00 | 0.17713 | 0.10385 | 0.1639 | 0.21737 | 0.52119 | 0.52119 | 0.52119 | 0.52119 | 0.34406 | 0.41734 | 0.35729 | 0.30381
2012-01-25 02:00 | 0.17563 | 0.10549 | 0.16685 | 0.21635 | 0.52119 | 0.52119 | 0.52119 | 0.52119 | 0.34556 | 0.4157 | 0.35434 | 0.30484
2012-01-25 03:00 | 0.18728 | 0.11369 | 0.17189 | 0.21706 | 0.52119 | 0.52119 | 0.52119 | 0.52119 | 0.33391 | 0.40749 | 0.3493 | 0.30413
2012-01-25 04:00 | 0.20455 | 0.12827 | 0.17399 | 0.22119 | 0.52119 | 0.52119 | 0.52119 | 0.52119 | 0.31664 | 0.39292 | 0.3472 | 0.3
2012-01-25 05:00 | 0.22857 | 0.14873 | 0.17788 | 0.22654 | 0.52119 | 0.52119 | 0.52119 | 0.52119 | 0.29262 | 0.37246 | 0.34331 | 0.29465
2012-01-25 06:00 | 0.26456 | 0.23422 | 0.19497 | 0.23029 | 0.52119 | 0.52119 | 0.52119 | 0.52119 | 0.25662 | 0.28697 | 0.32622 | 0.29089
2012-01-25 07:00 | 0.29008 | 0.30253 | 0.19089 | 0.22936 | 0.52119 | 0.52119 | 0.52119 | 0.52119 | 0.23111 | 0.21865 | 0.33029 | 0.29183
2012-01-25 08:00 | 0.29603 | 0.32856 | 0.18667 | 0.22842 | 0.52119 | 0.52119 | 0.52119 | 0.52119 | 0.22516 | 0.19263 | 0.33452 | 0.29277
2012-01-25 09:00 | 0.29293 | 0.33523 | 0.18582 | 0.22869 | 0.52119 | 0.52119 | 0.52119 | 0.52119 | 0.22825 | 0.18596 | 0.33537 | 0.29249
2012-01-25 10:00 | 0.28904 | 0.33094 | 0.19449 | 0.22982 | 0.52119 | 0.52119 | 0.52119 | 0.52119 | 0.23215 | 0.19025 | 0.3267 | 0.29136
2012-01-25 11:00 | 0.28899 | 0.32405 | 0.19184 | 0.22959 | 0.52119 | 0.52119 | 0.52119 | 0.52119 | 0.2322 | 0.19714 | 0.32935 | 0.2916
2012-01-25 12:00 | 0.2894 | 0.32081 | 0.19589 | 0.22964 | 0.52119 | 0.52119 | 0.52119 | 0.52119 | 0.23179 | 0.20038 | 0.3253 | 0.29155
2012-01-25 13:00 | 0.2888 | 0.32108 | 0.19245 | 0.23003 | 0.52119 | 0.52119 | 0.52119 | 0.52119 | 0.23238 | 0.2001 | 0.32874 | 0.29116
2012-01-25 14:00 | 0.28754 | 0.31523 | 0.19309 | 0.22689 | 0.52119 | 0.52119 | 0.52119 | 0.52119 | 0.23365 | 0.20596 | 0.3281 | 0.2943
2012-01-25 15:00 | 0.28467 | 0.30978 | 0.19627 | 0.22272 | 0.52119 | 0.52119 | 0.52119 | 0.52119 | 0.23652 | 0.2114 | 0.32492 | 0.29847
2012-01-25 16:00 | 0.28184 | 0.30798 | 0.19929 | 0.22123 | 0.52119 | 0.52119 | 0.52119 | 0.52119 | 0.23934 | 0.21321 | 0.3219 | 0.29996
2012-01-25 17:00 | 0.27879 | 0.29116 | 0.19778 | 0.22134 | 0.52119 | 0.52119 | 0.52119 | 0.52119 | 0.2424 | 0.23002 | 0.32341 | 0.29985
2012-01-25 18:00 | 0.24492 | 0.25522 | 0.19201 | 0.22032 | 0.52119 | 0.52119 | 0.52119 | 0.52119 | 0.27627 | 0.26597 | 0.32917 | 0.30087
2012-01-25 19:00 | 0.22435 | 0.20803 | 0.19235 | 0.2176 | 0.52119 | 0.52119 | 0.52119 | 0.52119 | 0.29684 | 0.31316 | 0.32883 | 0.30358
2012-01-25 20:00 | 0.21081 | 0.18895 | 0.19091 | 0.21809 | 0.52119 | 0.52119 | 0.52119 | 0.52119 | 0.31038 | 0.33224 | 0.33027 | 0.30309
2012-01-25 21:00 | 0.20151 | 0.17937 | 0.18885 | 0.2179 | 0.52119 | 0.52119 | 0.52119 | 0.52119 | 0.31968 | 0.34182 | 0.33234 | 0.30329
2012-01-25 22:00 | 0.18878 | 0.14302 | 0.18523 | 0.2151 | 0.52119 | 0.52119 | 0.52119 | 0.52119 | 0.33241 | 0.37817 | 0.33595 | 0.30609
2012-01-25 23:00 | 0.17828 | 0.11205 | 0.17959 | 0.21394 | 0.52119 | 0.52119 | 0.52119 | 0.52119 | 0.3429 | 0.40914 | 0.3416 | 0.30725
2012-01-26 | 0.17587 | 0.10551 | 0.17171 | 0.21601 | 0.52119 | 0.52119 | 0.52119 | 0.52119 | 0.34532 | 0.41567 | 0.34947 | 0.30518
2012-01-26 01:00 | 0.17747 | 0.10368 | 0.17546 | 0.21648 | 0.52119 | 0.52119 | 0.52119 | 0.52119 | 0.34371 | 0.4175 | 0.34573 | 0.3047
2012-01-26 02:00 | 0.17546 | 0.1053 | 0.17771 | 0.21798 | 0.52119 | 0.52119 | 0.52119 | 0.52119 | 0.34573 | 0.41589 | 0.34348 | 0.30321
2012-01-26 03:00 | 0.18773 | 0.11348 | 0.18283 | 0.21909 | 0.52119 | 0.52119 | 0.52119 | 0.52119 | 0.33346 | 0.4077 | 0.33835 | 0.3021
2012-01-26 04:00 | 0.20439 | 0.12775 | 0.18486 | 0.22131 | 0.52119 | 0.52119 | 0.52119 | 0.52119 | 0.3168 | 0.39344 | 0.33633 | 0.29988
2012-01-26 05:00 | 0.22822 | 0.14864 | 0.1881 | 0.22633 | 0.52119 | 0.52119 | 0.52119 | 0.52119 | 0.29297 | 0.37254 | 0.33309 | 0.29486
2012-01-26 06:00 | 0.26473 | 0.23397 | 0.19714 | 0.23091 | 0.52119 | 0.52119 | 0.52119 | 0.52119 | 0.25645 | 0.28722 | 0.32405 | 0.29028
2012-01-26 07:00 | 0.29144 | 0.30444 | 0.19729 | 0.23296 | 0.52119 | 0.52119 | 0.52119 | 0.52119 | 0.22975 | 0.21675 | 0.3239 | 0.28823
2012-01-26 08:00 | 0.29673 | 0.32836 | 0.19677 | 0.23242 | 0.52119 | 0.52119 | 0.52119 | 0.52119 | 0.22446 | 0.19283 | 0.32441 | 0.28877
2012-01-26 09:00 | 0.29456 | 0.33544 | 0.19661 | 0.23261 | 0.52119 | 0.52119 | 0.52119 | 0.52119 | 0.22663 | 0.18575 | 0.32458 | 0.28858
2012-01-26 10:00 | 0.29177 | 0.33056 | 0.19689 | 0.23354 | 0.52119 | 0.52119 | 0.52119 | 0.52119 | 0.22942 | 0.19063 | 0.3243 | 0.28765
2012-01-26 11:00 | 0.29184 | 0.32336 | 0.1983 | 0.23296 | 0.52119 | 0.52119 | 0.52119 | 0.52119 | 0.22935 | 0.19783 | 0.32288 | 0.28823
2012-01-26 12:00 | 0.29153 | 0.31969 | 0.19779 | 0.231 | 0.52119 | 0.52119 | 0.52119 | 0.52119 | 0.22966 | 0.2015 | 0.3234 | 0.29019
2012-01-26 13:00 | 0.29122 | 0.31991 | 0.20179 | 0.23045 | 0.52119 | 0.52119 | 0.52119 | 0.52119 | 0.22997 | 0.20127 | 0.3194 | 0.29074
2012-01-26 14:00 | 0.2903 | 0.31456 | 0.1988 | 0.22788 | 0.52119 | 0.52119 | 0.52119 | 0.52119 | 0.23089 | 0.20663 | 0.32239 | 0.29331
2012-01-26 15:00 | 0.28761 | 0.30919 | 0.19865 | 0.22572 | 0.52119 | 0.52119 | 0.52119 | 0.52119 | 0.23357 | 0.212 | 0.32254 | 0.29547
2012-01-26 16:00 | 0.28515 | 0.30763 | 0.19876 | 0.22403 | 0.52119 | 0.52119 | 0.52119 | 0.52119 | 0.23604 | 0.21356 | 0.32243 | 0.29716
2012-01-26 17:00 | 0.28123 | 0.2906 | 0.19818 | 0.22373 | 0.52119 | 0.52119 | 0.52119 | 0.52119 | 0.23996 | 0.23058 | 0.32301 | 0.29745
2012-01-26 18:00 | 0.24693 | 0.25773 | 0.19507 | 0.22125 | 0.52119 | 0.52119 | 0.52119 | 0.52119 | 0.27426 | 0.26345 | 0.32612 | 0.29994
2012-01-26 19:00 | 0.22662 | 0.21142 | 0.19445 | 0.21906 | 0.52119 | 0.52119 | 0.52119 | 0.52119 | 0.29457 | 0.30977 | 0.32673 | 0.30213
2012-01-26 20:00 | 0.21232 | 0.18902 | 0.19294 | 0.21921 | 0.52119 | 0.52119 | 0.52119 | 0.52119 | 0.30887 | 0.33217 | 0.32825 | 0.30197
2012-01-26 21:00 | 0.20138 | 0.17875 | 0.19011 | 0.21897 | 0.52119 | 0.52119 | 0.52119 | 0.52119 | 0.31981 | 0.34244 | 0.33108 | 0.30222
2012-01-26 22:00 | 0.18944 | 0.14219 | 0.18631 | 0.21612 | 0.52119 | 0.52119 | 0.52119 | 0.52119 | 0.33175 | 0.379 | 0.33488 | 0.30507
2012-01-26 23:00 | 0.17902 | 0.11183 | 0.18032 | 0.21532 | 0.52119 | 0.52119 | 0.52119 | 0.52119 | 0.34217 | 0.40936 | 0.34087 | 0.30586
2012-01-27 | 0.17639 | 0.10529 | 0.17321 | 0.21712 | 0.52119 | 0.52119 | 0.52119 | 0.52119 | 0.3448 | 0.4159 | 0.34798 | 0.30407
2012-01-27 01:00 | 0.17765 | 0.10347 | 0.17341 | 0.21831 | 0.52119 | 0.52119 | 0.52119 | 0.52119 | 0.34354 | 0.41772 | 0.34777 | 0.30288
2012-01-27 02:00 | 0.17557 | 0.10532 | 0.17496 | 0.21994 | 0.52119 | 0.52119 | 0.52119 | 0.52119 | 0.34562 | 0.41586 | 0.34623 | 0.30124
2012-01-27 03:00 | 0.18797 | 0.1135 | 0.18012 | 0.22143 | 0.52119 | 0.52119 | 0.52119 | 0.52119 | 0.33321 | 0.40769 | 0.34107 | 0.29975
2012-01-27 04:00 | 0.20422 | 0.12804 | 0.18347 | 0.2315 | 0.52119 | 0.52119 | 0.52119 | 0.52119 | 0.31697 | 0.39315 | 0.33772 | 0.28968
2012-01-27 05:00 | 0.22871 | 0.14834 | 0.18594 | 0.23992 | 0.52119 | 0.52119 | 0.52119 | 0.52119 | 0.29248 | 0.37284 | 0.33525 | 0.28127
2012-01-27 06:00 | 0.26593 | 0.23295 | 0.19268 | 0.23416 | 0.52119 | 0.52119 | 0.52119 | 0.52119 | 0.25526 | 0.28824 | 0.32851 | 0.28703
2012-01-27 07:00 | 0.29168 | 0.30549 | 0.19394 | 0.23686 | 0.52119 | 0.52119 | 0.52119 | 0.52119 | 0.22951 | 0.2157 | 0.32724 | 0.28432
2012-01-27 08:00 | 0.29802 | 0.32725 | 0.19077 | 0.23623 | 0.52119 | 0.52119 | 0.52119 | 0.52119 | 0.22317 | 0.19394 | 0.33042 | 0.28495
2012-01-27 09:00 | 0.29574 | 0.33293 | 0.19021 | 0.23577 | 0.52119 | 0.52119 | 0.52119 | 0.52119 | 0.22545 | 0.18825 | 0.33098 | 0.28542
2012-01-27 10:00 | 0.29297 | 0.32811 | 0.18863 | 0.23495 | 0.52119 | 0.52119 | 0.52119 | 0.52119 | 0.22822 | 0.19308 | 0.33256 | 0.28624
2012-01-27 11:00 | 0.29223 | 0.32153 | 0.18897 | 0.23311 | 0.52119 | 0.52119 | 0.52119 | 0.52119 | 0.22896 | 0.19966 | 0.33222 | 0.28808
2012-01-27 12:00 | 0.2911 | 0.31772 | 0.18847 | 0.23138 | 0.52119 | 0.52119 | 0.52119 | 0.52119 | 0.23009 | 0.20347 | 0.33271 | 0.28981
2012-01-27 13:00 | 0.29035 | 0.31817 | 0.19439 | 0.23062 | 0.52119 | 0.52119 | 0.52119 | 0.52119 | 0.23083 | 0.20301 | 0.32679 | 0.29057
2012-01-27 14:00 | 0.28939 | 0.3136 | 0.19315 | 0.22848 | 0.52119 | 0.52119 | 0.52119 | 0.52119 | 0.2318 | 0.20759 | 0.32804 | 0.2927
2012-01-27 15:00 | 0.28683 | 0.30827 | 0.19385 | 0.22697 | 0.52119 | 0.52119 | 0.52119 | 0.52119 | 0.23436 | 0.21292 | 0.32733 | 0.29422
2012-01-27 16:00 | 0.28444 | 0.30678 | 0.1949 | 0.22575 | 0.52119 | 0.52119 | 0.52119 | 0.52119 | 0.23675 | 0.21441 | 0.32629 | 0.29544
2012-01-27 17:00 | 0.2807 | 0.29012 | 0.19473 | 0.2255 | 0.52119 | 0.52119 | 0.52119 | 0.52119 | 0.24049 | 0.23107 | 0.32645 | 0.29569
2012-01-27 18:00 | 0.24843 | 0.25794 | 0.19092 | 0.22143 | 0.52119 | 0.52119 | 0.52119 | 0.52119 | 0.27276 | 0.26325 | 0.33027 | 0.29976
2012-01-27 19:00 | 0.22713 | 0.21175 | 0.18925 | 0.22045 | 0.52119 | 0.52119 | 0.52119 | 0.52119 | 0.29406 | 0.30944 | 0.33194 | 0.30074
2012-01-27 20:00 | 0.21247 | 0.18851 | 0.18766 | 0.22237 | 0.52119 | 0.52119 | 0.52119 | 0.52119 | 0.30872 | 0.33268 | 0.33353 | 0.29882
2012-01-27 21:00 | 0.20132 | 0.17871 | 0.18578 | 0.22217 | 0.52119 | 0.52119 | 0.52119 | 0.52119 | 0.31987 | 0.34248 | 0.33541 | 0.29902
2012-01-27 22:00 | 0.18962 | 0.14226 | 0.18247 | 0.21935 | 0.52119 | 0.52119 | 0.52119 | 0.52119 | 0.33157 | 0.37893 | 0.33872 | 0.30183
2012-01-27 23:00 | 0.17927 | 0.11202 | 0.17574 | 0.21806 | 0.52119 | 0.52119 | 0.52119 | 0.52119 | 0.34192 | 0.40916 | 0.34544 | 0.30313
2012-01-28 | 0.17677 | 0.11607 | 0.17581 | 0.22173 | 0.52119 | 0.52119 | 0.52119 | 0.52119 | 0.34442 | 0.40512 | 0.34538 | 0.29946
2012-01-28 01:00 | 0.17476 | 0.11115 | 0.17189 | 0.22351 | 0.52119 | 0.52119 | 0.52119 | 0.52119 | 0.34643 | 0.41004 | 0.3493 | 0.29767
2012-01-28 02:00 | 0.17868 | 0.11049 | 0.17008 | 0.22193 | 0.52119 | 0.52119 | 0.52119 | 0.52119 | 0.34251 | 0.4107 | 0.35111 | 0.29926
2012-01-28 03:00 | 0.17934 | 0.10708 | 0.17116 | 0.22327 | 0.52119 | 0.52119 | 0.52119 | 0.52119 | 0.34185 | 0.41411 | 0.35003 | 0.29792
2012-01-28 04:00 | 0.18167 | 0.1118 | 0.17206 | 0.22285 | 0.52119 | 0.52119 | 0.52119 | 0.52119 | 0.33952 | 0.40939 | 0.34913 | 0.29834
2012-01-28 05:00 | 0.18518 | 0.11507 | 0.18368 | 0.22326 | 0.52119 | 0.52119 | 0.52119 | 0.52119 | 0.33601 | 0.40612 | 0.33751 | 0.29793
2012-01-28 06:00 | 0.19785 | 0.13058 | 0.18712 | 0.22697 | 0.52119 | 0.52119 | 0.52119 | 0.52119 | 0.32334 | 0.3906 | 0.33406 | 0.29422
2012-01-28 07:00 | 0.21278 | 0.16656 | 0.18506 | 0.22634 | 0.52119 | 0.52119 | 0.52119 | 0.52119 | 0.30841 | 0.35463 | 0.33613 | 0.29485
2012-01-28 08:00 | 0.22641 | 0.215 | 0.1941 | 0.22815 | 0.52119 | 0.52119 | 0.52119 | 0.52119 | 0.29478 | 0.30619 | 0.32709 | 0.29304
2012-01-28 09:00 | 0.23548 | 0.23983 | 0.18856 | 0.23079 | 0.52119 | 0.52119 | 0.52119 | 0.52119 | 0.28571 | 0.28136 | 0.33262 | 0.29039
2012-01-28 10:00 | 0.23845 | 0.2425 | 0.1846 | 0.22917 | 0.52119 | 0.52119 | 0.52119 | 0.52119 | 0.28274 | 0.27869 | 0.33659 | 0.29202
2012-01-28 11:00 | 0.24089 | 0.24237 | 0.18444 | 0.2298 | 0.52119 | 0.52119 | 0.52119 | 0.52119 | 0.2803 | 0.27882 | 0.33674 | 0.29138
2012-01-28 12:00 | 0.24017 | 0.2384 | 0.18119 | 0.22854 | 0.52119 | 0.52119 | 0.52119 | 0.52119 | 0.28102 | 0.28279 | 0.34 | 0.29265
2012-01-28 13:00 | 0.23757 | 0.22758 | 0.18672 | 0.22624 | 0.52119 | 0.52119 | 0.52119 | 0.52119 | 0.28362 | 0.29361 | 0.33447 | 0.29495
2012-01-28 14:00 | 0.23426 | 0.2211 | 0.17659 | 0.22255 | 0.52119 | 0.52119 | 0.52119 | 0.52119 | 0.28693 | 0.30009 | 0.3446 | 0.29864
2012-01-28 15:00 | 0.22675 | 0.19422 | 0.18255 | 0.22161 | 0.52119 | 0.52119 | 0.52119 | 0.52119 | 0.29443 | 0.32697 | 0.33864 | 0.29958
2012-01-28 16:00 | 0.22159 | 0.17757 | 0.17362 | 0.22151 | 0.52119 | 0.52119 | 0.52119 | 0.52119 | 0.29959 | 0.34362 | 0.34756 | 0.29968
2012-01-28 17:00 | 0.21225 | 0.16264 | 0.17074 | 0.21965 | 0.52119 | 0.52119 | 0.52119 | 0.52119 | 0.30894 | 0.35855 | 0.35045 | 0.30154
2012-01-28 18:00 | 0.20756 | 0.15462 | 0.1698 | 0.21576 | 0.52119 | 0.52119 | 0.52119 | 0.52119 | 0.31363 | 0.36657 | 0.35139 | 0.30543
2012-01-28 19:00 | 0.19776 | 0.14285 | 0.1801 | 0.21613 | 0.52119 | 0.52119 | 0.52119 | 0.52119 | 0.32343 | 0.37834 | 0.34109 | 0.30505
2012-01-28 20:00 | 0.19602 | 0.13592 | 0.17804 | 0.21797 | 0.52119 | 0.52119 | 0.52119 | 0.52119 | 0.32517 | 0.38527 | 0.34315 | 0.30322
2012-01-28 21:00 | 0.19399 | 0.13165 | 0.18185 | 0.22006 | 0.52119 | 0.52119 | 0.52119 | 0.52119 | 0.3272 | 0.38953 | 0.33934 | 0.30113
2012-01-28 22:00 | 0.19087 | 0.12754 | 0.18158 | 0.21732 | 0.52119 | 0.52119 | 0.52119 | 0.52119 | 0.33032 | 0.39365 | 0.33961 | 0.30387
2012-01-28 23:00 | 0.18943 | 0.12459 | 0.17727 | 0.21958 | 0.52119 | 0.52119 | 0.52119 | 0.52119 | 0.33176 | 0.3966 | 0.34392 | 0.30161
2012-01-29 | 0.17591 | 0.12139 | 0.17011 | 0.21687 | 0.52119 | 0.52119 | 0.52119 | 0.52119 | 0.34528 | 0.3998 | 0.35108 | 0.30432
2012-01-29 01:00 | 0.17627 | 0.11594 | 0.16589 | 0.21901 | 0.52119 | 0.52119 | 0.52119 | 0.52119 | 0.34492 | 0.40525 | 0.35529 | 0.30217
2012-01-29 02:00 | 0.17847 | 0.11488 | 0.16582 | 0.21953 | 0.52119 | 0.52119 | 0.52119 | 0.52119 | 0.34272 | 0.40631 | 0.35537 | 0.30165
2012-01-29 03:00 | 0.17912 | 0.107 | 0.16713 | 0.21974 | 0.52119 | 0.52119 | 0.52119 | 0.52119 | 0.34207 | 0.41418 | 0.35406 | 0.30145
2012-01-29 04:00 | 0.18051 | 0.11174 | 0.16763 | 0.22064 | 0.52119 | 0.52119 | 0.52119 | 0.52119 | 0.34068 | 0.40945 | 0.35356 | 0.30054
2012-01-29 05:00 | 0.18395 | 0.11484 | 0.17962 | 0.22291 | 0.52119 | 0.52119 | 0.52119 | 0.52119 | 0.33724 | 0.40635 | 0.34156 | 0.29828
2012-01-29 06:00 | 0.19601 | 0.13031 | 0.18587 | 0.22379 | 0.52119 | 0.52119 | 0.52119 | 0.52119 | 0.32518 | 0.39088 | 0.33532 | 0.2974
2012-01-29 07:00 | 0.21191 | 0.16629 | 0.18455 | 0.22481 | 0.52119 | 0.52119 | 0.52119 | 0.52119 | 0.30928 | 0.3549 | 0.33664 | 0.29638
2012-01-29 08:00 | 0.22671 | 0.21491 | 0.19381 | 0.22717 | 0.52119 | 0.52119 | 0.52119 | 0.52119 | 0.29448 | 0.30627 | 0.32738 | 0.29402
2012-01-29 09:00 | 0.23624 | 0.24009 | 0.18614 | 0.22935 | 0.52119 | 0.52119 | 0.52119 | 0.52119 | 0.28495 | 0.28109 | 0.33505 | 0.29184
2012-01-29 10:00 | 0.23937 | 0.24268 | 0.18411 | 0.22895 | 0.52119 | 0.52119 | 0.52119 | 0.52119 | 0.28181 | 0.27851 | 0.33708 | 0.29224
2012-01-29 11:00 | 0.24212 | 0.24239 | 0.18436 | 0.22986 | 0.52119 | 0.52119 | 0.52119 | 0.52119 | 0.27906 | 0.2788 | 0.33683 | 0.29133
2012-01-29 12:00 | 0.24146 | 0.2381 | 0.18226 | 0.22889 | 0.52119 | 0.52119 | 0.52119 | 0.52119 | 0.27973 | 0.28309 | 0.33892 | 0.2923
2012-01-29 13:00 | 0.23845 | 0.22742 | 0.18747 | 0.22643 | 0.52119 | 0.52119 | 0.52119 | 0.52119 | 0.28274 | 0.29377 | 0.33372 | 0.29475
2012-01-29 14:00 | 0.23446 | 0.22047 | 0.17748 | 0.22275 | 0.52119 | 0.52119 | 0.52119 | 0.52119 | 0.28673 | 0.30072 | 0.34371 | 0.29843
2012-01-29 15:00 | 0.22683 | 0.19408 | 0.1846 | 0.22175 | 0.52119 | 0.52119 | 0.52119 | 0.52119 | 0.29436 | 0.32711 | 0.33659 | 0.29944
2012-01-29 16:00 | 0.22158 | 0.17759 | 0.182 | 0.22195 | 0.52119 | 0.52119 | 0.52119 | 0.52119 | 0.2996 | 0.34359 | 0.33919 | 0.29923
2012-01-29 17:00 | 0.21183 | 0.16371 | 0.17895 | 0.22028 | 0.52119 | 0.52119 | 0.52119 | 0.52119 | 0.30936 | 0.35748 | 0.34223 | 0.3009
2012-01-29 18:00 | 0.2072 | 0.15573 | 0.17369 | 0.21611 | 0.52119 | 0.52119 | 0.52119 | 0.52119 | 0.31399 | 0.36545 | 0.3475 | 0.30508
2012-01-29 19:00 | 0.1967 | 0.14367 | 0.17909 | 0.21592 | 0.52119 | 0.52119 | 0.52119 | 0.52119 | 0.32449 | 0.37752 | 0.3421 | 0.30527
2012-01-29 20:00 | 0.1956 | 0.13672 | 0.17858 | 0.21911 | 0.52119 | 0.52119 | 0.52119 | 0.52119 | 0.32559 | 0.38446 | 0.34261 | 0.30207
2012-01-29 21:00 | 0.19367 | 0.13263 | 0.18247 | 0.22224 | 0.52119 | 0.52119 | 0.52119 | 0.52119 | 0.32752 | 0.38856 | 0.33871 | 0.29895
2012-01-29 22:00 | 0.19086 | 0.12779 | 0.18126 | 0.22023 | 0.52119 | 0.52119 | 0.52119 | 0.52119 | 0.33033 | 0.39339 | 0.33993 | 0.30096
2012-01-29 23:00 | 0.18957 | 0.12591 | 0.17836 | 0.22206 | 0.52119 | 0.52119 | 0.52119 | 0.52119 | 0.33162 | 0.39528 | 0.34283 | 0.29913
2012-01-30 | 0.17684 | 0.10572 | 0.1718 | 0.21811 | 0.52119 | 0.52119 | 0.52119 | 0.52119 | 0.34435 | 0.41546 | 0.34939 | 0.30308
2012-01-30 01:00 | 0.17789 | 0.10384 | 0.17132 | 0.21857 | 0.52119 | 0.52119 | 0.52119 | 0.52119 | 0.34329 | 0.41735 | 0.34987 | 0.30262
2012-01-30 02:00 | 0.17666 | 0.10554 | 0.17156 | 0.21996 | 0.52119 | 0.52119 | 0.52119 | 0.52119 | 0.34452 | 0.41565 | 0.34963 | 0.30123
2012-01-30 03:00 | 0.18796 | 0.11368 | 0.17541 | 0.22085 | 0.52119 | 0.52119 | 0.52119 | 0.52119 | 0.33323 | 0.40751 | 0.34578 | 0.30033
2012-01-30 04:00 | 0.20514 | 0.12816 | 0.17841 | 0.22395 | 0.52119 | 0.52119 | 0.52119 | 0.52119 | 0.31605 | 0.39303 | 0.34278 | 0.29724
2012-01-30 05:00 | 0.23024 | 0.1486 | 0.18091 | 0.22886 | 0.52119 | 0.52119 | 0.52119 | 0.52119 | 0.29095 | 0.37258 | 0.34028 | 0.29233
2012-01-30 06:00 | 0.26825 | 0.23455 | 0.19318 | 0.23289 | 0.52119 | 0.52119 | 0.52119 | 0.52119 | 0.25294 | 0.28664 | 0.328 | 0.28829
2012-01-30 07:00 | 0.29287 | 0.30592 | 0.19172 | 0.23396 | 0.52119 | 0.52119 | 0.52119 | 0.52119 | 0.22831 | 0.21527 | 0.32947 | 0.28722
2012-01-30 08:00 | 0.298 | 0.32905 | 0.19106 | 0.23403 | 0.52119 | 0.52119 | 0.52119 | 0.52119 | 0.22319 | 0.19214 | 0.33013 | 0.28716
2012-01-30 09:00 | 0.2952 | 0.33259 | 0.19535 | 0.23426 | 0.52119 | 0.52119 | 0.52119 | 0.52119 | 0.22599 | 0.1886 | 0.32584 | 0.28693
2012-01-30 10:00 | 0.29025 | 0.32761 | 0.19762 | 0.23556 | 0.52119 | 0.52119 | 0.52119 | 0.52119 | 0.23094 | 0.19358 | 0.32357 | 0.28563
2012-01-30 11:00 | 0.28918 | 0.32003 | 0.19641 | 0.23529 | 0.52119 | 0.52119 | 0.52119 | 0.52119 | 0.23201 | 0.20115 | 0.32478 | 0.2859
2012-01-30 12:00 | 0.2882 | 0.3167 | 0.19702 | 0.23333 | 0.52119 | 0.52119 | 0.52119 | 0.52119 | 0.23298 | 0.20448 | 0.32416 | 0.28786
2012-01-30 13:00 | 0.28727 | 0.31779 | 0.19735 | 0.23164 | 0.52119 | 0.52119 | 0.52119 | 0.52119 | 0.23392 | 0.2034 | 0.32384 | 0.28954
2012-01-30 14:00 | 0.2865 | 0.31496 | 0.19574 | 0.2299 | 0.52119 | 0.52119 | 0.52119 | 0.52119 | 0.23468 | 0.20623 | 0.32545 | 0.29129
2012-01-30 15:00 | 0.28403 | 0.30957 | 0.19553 | 0.22607 | 0.52119 | 0.52119 | 0.52119 | 0.52119 | 0.23716 | 0.21161 | 0.32566 | 0.29512
2012-01-30 16:00 | 0.28108 | 0.30781 | 0.19906 | 0.22433 | 0.52119 | 0.52119 | 0.52119 | 0.52119 | 0.2401 | 0.21338 | 0.32213 | 0.29686
2012-01-30 17:00 | 0.2775 | 0.29122 | 0.1981 | 0.22307 | 0.52119 | 0.52119 | 0.52119 | 0.52119 | 0.24369 | 0.22997 | 0.32309 | 0.29812
2012-01-30 18:00 | 0.24597 | 0.25842 | 0.19314 | 0.2219 | 0.52119 | 0.52119 | 0.52119 | 0.52119 | 0.27522 | 0.26277 | 0.32805 | 0.29929
2012-01-30 19:00 | 0.22469 | 0.21126 | 0.18999 | 0.2184 | 0.52119 | 0.52119 | 0.52119 | 0.52119 | 0.2965 | 0.30992 | 0.3312 | 0.30279
2012-01-30 20:00 | 0.20958 | 0.18846 | 0.18708 | 0.21899 | 0.52119 | 0.52119 | 0.52119 | 0.52119 | 0.3116 | 0.33273 | 0.33411 | 0.3022
2012-01-30 21:00 | 0.20088 | 0.17872 | 0.18148 | 0.21852 | 0.52119 | 0.52119 | 0.52119 | 0.52119 | 0.32031 | 0.34247 | 0.33971 | 0.30266
2012-01-30 22:00 | 0.18923 | 0.14216 | 0.17707 | 0.21558 | 0.52119 | 0.52119 | 0.52119 | 0.52119 | 0.33196 | 0.37903 | 0.34412 | 0.30561
2012-01-30 23:00 | 0.1789 | 0.11194 | 0.17126 | 0.21409 | 0.52119 | 0.52119 | 0.52119 | 0.52119 | 0.34229 | 0.40925 | 0.34993 | 0.3071
2012-01-31 | 0.17687 | 0.10558 | 0.16675 | 0.21839 | 0.52119 | 0.52119 | 0.52119 | 0.52119 | 0.34432 | 0.41561 | 0.35444 | 0.3028
2012-01-31 01:00 | 0.17797 | 0.10382 | 0.16005 | 0.21937 | 0.52119 | 0.52119 | 0.52119 | 0.52119 | 0.34322 | 0.41737 | 0.36114 | 0.30182
2012-01-31 02:00 | 0.17655 | 0.10553 | 0.16289 | 0.21935 | 0.52119 | 0.52119 | 0.52119 | 0.52119 | 0.34464 | 0.41565 | 0.3583 | 0.30184
2012-01-31 03:00 | 0.18787 | 0.11367 | 0.16812 | 0.21995 | 0.52119 | 0.52119 | 0.52119 | 0.52119 | 0.33332 | 0.40752 | 0.35307 | 0.30124
2012-01-31 04:00 | 0.20472 | 0.12818 | 0.17043 | 0.22396 | 0.52119 | 0.52119 | 0.52119 | 0.52119 | 0.31647 | 0.39301 | 0.35076 | 0.29723
2012-01-31 05:00 | 0.2297 | 0.14858 | 0.17638 | 0.22894 | 0.52119 | 0.52119 | 0.52119 | 0.52119 | 0.29148 | 0.37261 | 0.34481 | 0.29225
2012-01-31 06:00 | 0.26744 | 0.23463 | 0.19339 | 0.23207 | 0.52119 | 0.52119 | 0.52119 | 0.52119 | 0.25374 | 0.28656 | 0.3278 | 0.28912
2012-01-31 07:00 | 0.29237 | 0.30604 | 0.19048 | 0.2309 | 0.52119 | 0.52119 | 0.52119 | 0.52119 | 0.22881 | 0.21514 | 0.33071 | 0.29029
2012-01-31 08:00 | 0.29802 | 0.32901 | 0.18535 | 0.23091 | 0.52119 | 0.52119 | 0.52119 | 0.52119 | 0.22317 | 0.19218 | 0.33584 | 0.29027
2012-01-31 09:00 | 0.29509 | 0.33344 | 0.187 | 0.23101 | 0.52119 | 0.52119 | 0.52119 | 0.52119 | 0.2261 | 0.18775 | 0.33419 | 0.29018
2012-01-31 10:00 | 0.29001 | 0.32894 | 0.19658 | 0.23281 | 0.52119 | 0.52119 | 0.52119 | 0.52119 | 0.23118 | 0.19224 | 0.32461 | 0.28838
2012-01-31 11:00 | 0.28885 | 0.32285 | 0.19214 | 0.23234 | 0.52119 | 0.52119 | 0.52119 | 0.52119 | 0.23233 | 0.19834 | 0.32905 | 0.28885
2012-01-31 12:00 | 0.28745 | 0.31948 | 0.19505 | 0.23147 | 0.52119 | 0.52119 | 0.52119 | 0.52119 | 0.23374 | 0.20171 | 0.32614 | 0.28972
2012-01-31 13:00 | 0.28649 | 0.32029 | 0.19062 | 0.23065 | 0.52119 | 0.52119 | 0.52119 | 0.52119 | 0.2347 | 0.2009 | 0.33057 | 0.29054
2012-01-31 14:00 | 0.28539 | 0.31516 | 0.19211 | 0.22828 | 0.52119 | 0.52119 | 0.52119 | 0.52119 | 0.2358 | 0.20603 | 0.32908 | 0.29291
2012-01-31 15:00 | 0.28284 | 0.30973 | 0.19615 | 0.22386 | 0.52119 | 0.52119 | 0.52119 | 0.52119 | 0.23835 | 0.21146 | 0.32503 | 0.29732
2012-01-31 16:00 | 0.28013 | 0.30796 | 0.20007 | 0.22215 | 0.52119 | 0.52119 | 0.52119 | 0.52119 | 0.24106 | 0.21323 | 0.32112 | 0.29904
2012-01-31 17:00 | 0.27727 | 0.29119 | 0.19912 | 0.22206 | 0.52119 | 0.52119 | 0.52119 | 0.52119 | 0.24392 | 0.23 | 0.32207 | 0.29912
2012-01-31 18:00 | 0.24562 | 0.25733 | 0.19324 | 0.22087 | 0.52119 | 0.52119 | 0.52119 | 0.52119 | 0.27557 | 0.26386 | 0.32795 | 0.30032
2012-01-31 19:00 | 0.22336 | 0.21 | 0.19096 | 0.21746 | 0.52119 | 0.52119 | 0.52119 | 0.52119 | 0.29783 | 0.31119 | 0.33023 | 0.30373
2012-01-31 20:00 | 0.20907 | 0.18896 | 0.18951 | 0.21818 | 0.52119 | 0.52119 | 0.52119 | 0.52119 | 0.31212 | 0.33223 | 0.33168 | 0.30301
2012-01-31 21:00 | 0.20124 | 0.17918 | 0.1845 | 0.21773 | 0.52119 | 0.52119 | 0.52119 | 0.52119 | 0.31995 | 0.34201 | 0.33669 | 0.30346
2012-01-31 22:00 | 0.18916 | 0.14267 | 0.17834 | 0.21483 | 0.52119 | 0.52119 | 0.52119 | 0.52119 | 0.33202 | 0.37852 | 0.34284 | 0.30636
2012-01-31 23:00 | 0.17883 | 0.11217 | 0.17077 | 0.21328 | 0.52119 | 0.52119 | 0.52119 | 0.52119 | 0.34236 | 0.40901 | 0.35041 | 0.3079
2012-02-01 | 0.17613 | 0.10566 | 0.16622 | 0.21676 | 0.52119 | 0.52119 | 0.52119 | 0.52119 | 0.34506 | 0.41553 | 0.35496 | 0.30443
2012-02-01 01:00 | 0.1774 | 0.10373 | 0.16224 | 0.21791 | 0.52119 | 0.52119 | 0.52119 | 0.52119 | 0.34379 | 0.41746 | 0.35895 | 0.30328
2012-02-01 02:00 | 0.17381 | 0.10541 | 0.16506 | 0.21771 | 0.52119 | 0.52119 | 0.52119 | 0.52119 | 0.34738 | 0.41578 | 0.35613 | 0.30348
2012-02-01 03:00 | 0.18526 | 0.11349 | 0.17009 | 0.21829 | 0.52119 | 0.52119 | 0.52119 | 0.52119 | 0.33592 | 0.4077 | 0.3511 | 0.30289
2012-02-01 04:00 | 0.20151 | 0.12803 | 0.17303 | 0.22223 | 0.52119 | 0.52119 | 0.52119 | 0.52119 | 0.31968 | 0.39316 | 0.34816 | 0.29895
2012-02-01 05:00 | 0.22643 | 0.14823 | 0.17714 | 0.22798 | 0.52119 | 0.52119 | 0.52119 | 0.52119 | 0.29476 | 0.37296 | 0.34405 | 0.29321
2012-02-01 06:00 | 0.265 | 0.23254 | 0.19343 | 0.23167 | 0.52119 | 0.52119 | 0.52119 | 0.52119 | 0.25619 | 0.28865 | 0.32776 | 0.28952
2012-02-01 07:00 | 0.2897 | 0.30571 | 0.19005 | 0.23085 | 0.52119 | 0.52119 | 0.52119 | 0.52119 | 0.23149 | 0.21548 | 0.33114 | 0.29034
2012-02-01 08:00 | 0.30101 | 0.32842 | 0.18383 | 0.23008 | 0.52119 | 0.52119 | 0.52119 | 0.52119 | 0.22018 | 0.19277 | 0.33736 | 0.29111
2012-02-01 09:00 | 0.29705 | 0.32938 | 0.187 | 0.23047 | 0.52119 | 0.52119 | 0.52119 | 0.52119 | 0.22413 | 0.19181 | 0.33419 | 0.29072
2012-02-01 10:00 | 0.29627 | 0.325 | 0.19292 | 0.23229 | 0.52119 | 0.52119 | 0.52119 | 0.52119 | 0.22492 | 0.19619 | 0.32827 | 0.2889
2012-02-01 11:00 | 0.29452 | 0.32133 | 0.19061 | 0.23263 | 0.52119 | 0.52119 | 0.52119 | 0.52119 | 0.22667 | 0.19986 | 0.33058 | 0.28855
2012-02-01 12:00 | 0.29276 | 0.31763 | 0.19455 | 0.23218 | 0.52119 | 0.52119 | 0.52119 | 0.52119 | 0.22843 | 0.20355 | 0.32664 | 0.289
2012-02-01 13:00 | 0.29196 | 0.31815 | 0.19058 | 0.23109 | 0.52119 | 0.52119 | 0.52119 | 0.52119 | 0.22923 | 0.20304 | 0.33061 | 0.2901
2012-02-01 14:00 | 0.29231 | 0.3146 | 0.18867 | 0.22917 | 0.52119 | 0.52119 | 0.52119 | 0.52119 | 0.22888 | 0.20659 | 0.33252 | 0.29202
2012-02-01 15:00 | 0.29013 | 0.30921 | 0.19329 | 0.2246 | 0.52119 | 0.52119 | 0.52119 | 0.52119 | 0.23106 | 0.21198 | 0.3279 | 0.29659
2012-02-01 16:00 | 0.28716 | 0.30749 | 0.19857 | 0.22272 | 0.52119 | 0.52119 | 0.52119 | 0.52119 | 0.23403 | 0.21369 | 0.32262 | 0.29846
2012-02-01 17:00 | 0.28249 | 0.29046 | 0.19581 | 0.22105 | 0.52119 | 0.52119 | 0.52119 | 0.52119 | 0.2387 | 0.23073 | 0.32538 | 0.30014
2012-02-01 18:00 | 0.24879 | 0.25835 | 0.18714 | 0.22041 | 0.52119 | 0.52119 | 0.52119 | 0.52119 | 0.2724 | 0.26284 | 0.33404 | 0.30077
2012-02-01 19:00 | 0.22768 | 0.21181 | 0.18239 | 0.21622 | 0.52119 | 0.52119 | 0.52119 | 0.52119 | 0.29351 | 0.30938 | 0.3388 | 0.30497
2012-02-01 20:00 | 0.21287 | 0.18814 | 0.17908 | 0.21827 | 0.52119 | 0.52119 | 0.52119 | 0.52119 | 0.30832 | 0.33305 | 0.34211 | 0.30292
2012-02-01 21:00 | 0.2005 | 0.17792 | 0.17657 | 0.21819 | 0.52119 | 0.52119 | 0.52119 | 0.52119 | 0.32068 | 0.34326 | 0.34462 | 0.30299
2012-02-01 22:00 | 0.18915 | 0.14148 | 0.17225 | 0.21564 | 0.52119 | 0.52119 | 0.52119 | 0.52119 | 0.33203 | 0.3797 | 0.34894 | 0.30555
2012-02-01 23:00 | 0.17845 | 0.11117 | 0.16659 | 0.2142 | 0.52119 | 0.52119 | 0.52119 | 0.52119 | 0.34274 | 0.41001 | 0.3546 | 0.30698
2012-02-02 | 0.17666 | 0.10494 | 0.163 | 0.21817 | 0.52119 | 0.52119 | 0.52119 | 0.52119 | 0.34453 | 0.41625 | 0.35819 | 0.30302
2012-02-02 01:00 | 0.17778 | 0.10307 | 0.16168 | 0.21916 | 0.52119 | 0.52119 | 0.52119 | 0.52119 | 0.34341 | 0.41812 | 0.35951 | 0.30203
2012-02-02 02:00 | 0.17505 | 0.1052 | 0.16414 | 0.21823 | 0.52119 | 0.52119 | 0.52119 | 0.52119 | 0.34614 | 0.41599 | 0.35705 | 0.30296
2012-02-02 03:00 | 0.18712 | 0.11334 | 0.16961 | 0.21867 | 0.52119 | 0.52119 | 0.52119 | 0.52119 | 0.33407 | 0.40785 | 0.35157 | 0.30252
2012-02-02 04:00 | 0.20341 | 0.12789 | 0.17233 | 0.22214 | 0.52119 | 0.52119 | 0.52119 | 0.52119 | 0.31778 | 0.3933 | 0.34886 | 0.29904
2012-02-02 05:00 | 0.22857 | 0.14769 | 0.17662 | 0.22723 | 0.52119 | 0.52119 | 0.52119 | 0.52119 | 0.29262 | 0.3735 | 0.34457 | 0.29395
2012-02-02 06:00 | 0.26836 | 0.23148 | 0.19607 | 0.23182 | 0.52119 | 0.52119 | 0.52119 | 0.52119 | 0.25283 | 0.28971 | 0.32512 | 0.28937
2012-02-02 07:00 | 0.29208 | 0.30513 | 0.19399 | 0.23062 | 0.52119 | 0.52119 | 0.52119 | 0.52119 | 0.22911 | 0.21606 | 0.3272 | 0.29057
2012-02-02 08:00 | 0.29889 | 0.32772 | 0.18611 | 0.2301 | 0.52119 | 0.52119 | 0.52119 | 0.52119 | 0.22229 | 0.19347 | 0.33508 | 0.29108
2012-02-02 09:00 | 0.29698 | 0.33271 | 0.18858 | 0.23058 | 0.52119 | 0.52119 | 0.52119 | 0.52119 | 0.22421 | 0.18848 | 0.33261 | 0.29061
2012-02-02 10:00 | 0.29408 | 0.32803 | 0.19345 | 0.23067 | 0.52119 | 0.52119 | 0.52119 | 0.52119 | 0.22711 | 0.19315 | 0.32774 | 0.29052
2012-02-02 11:00 | 0.29322 | 0.32154 | 0.18601 | 0.23034 | 0.52119 | 0.52119 | 0.52119 | 0.52119 | 0.22797 | 0.19965 | 0.33518 | 0.29085
2012-02-02 12:00 | 0.29195 | 0.31823 | 0.1899 | 0.23093 | 0.52119 | 0.52119 | 0.52119 | 0.52119 | 0.22924 | 0.20296 | 0.33129 | 0.29025
2012-02-02 13:00 | 0.29114 | 0.31888 | 0.18728 | 0.23069 | 0.52119 | 0.52119 | 0.52119 | 0.52119 | 0.23005 | 0.2023 | 0.3339 | 0.2905
2012-02-02 14:00 | 0.29019 | 0.31482 | 0.18599 | 0.22835 | 0.52119 | 0.52119 | 0.52119 | 0.52119 | 0.23099 | 0.20637 | 0.3352 | 0.29284
2012-02-02 15:00 | 0.28749 | 0.30946 | 0.19223 | 0.22327 | 0.52119 | 0.52119 | 0.52119 | 0.52119 | 0.2337 | 0.21172 | 0.32896 | 0.29791
2012-02-02 16:00 | 0.2842 | 0.30768 | 0.19905 | 0.22173 | 0.52119 | 0.52119 | 0.52119 | 0.52119 | 0.23699 | 0.21351 | 0.32213 | 0.29945
2012-02-02 17:00 | 0.28007 | 0.29047 | 0.19666 | 0.22055 | 0.52119 | 0.52119 | 0.52119 | 0.52119 | 0.24112 | 0.23072 | 0.32453 | 0.30064
2012-02-02 18:00 | 0.24758 | 0.25797 | 0.18712 | 0.21981 | 0.52119 | 0.52119 | 0.52119 | 0.52119 | 0.27361 | 0.26321 | 0.33406 | 0.30137
2012-02-02 19:00 | 0.22576 | 0.21095 | 0.18237 | 0.21554 | 0.52119 | 0.52119 | 0.52119 | 0.52119 | 0.29543 | 0.31024 | 0.33882 | 0.30564
2012-02-02 20:00 | 0.21103 | 0.18918 | 0.17937 | 0.21743 | 0.52119 | 0.52119 | 0.52119 | 0.52119 | 0.31016 | 0.33201 | 0.34182 | 0.30376
2012-02-02 21:00 | 0.20061 | 0.17916 | 0.17702 | 0.21718 | 0.52119 | 0.52119 | 0.52119 | 0.52119 | 0.32057 | 0.34203 | 0.34417 | 0.30401
2012-02-02 22:00 | 0.18845 | 0.14287 | 0.17275 | 0.21433 | 0.52119 | 0.52119 | 0.52119 | 0.52119 | 0.33274 | 0.37832 | 0.34844 | 0.30686
2012-02-02 23:00 | 0.17732 | 0.11207 | 0.16667 | 0.2127 | 0.52119 | 0.52119 | 0.52119 | 0.52119 | 0.34387 | 0.40912 | 0.35452 | 0.30849
2012-02-03 | 0.17558 | 0.10578 | 0.16497 | 0.21561 | 0.52119 | 0.52119 | 0.52119 | 0.52119 | 0.34561 | 0.41541 | 0.35622 | 0.30558
2012-02-03 01:00 | 0.17726 | 0.10392 | 0.16397 | 0.21653 | 0.52119 | 0.52119 | 0.52119 | 0.52119 | 0.34392 | 0.41727 | 0.35722 | 0.30466
2012-02-03 02:00 | 0.17543 | 0.10556 | 0.1664 | 0.21598 | 0.52119 | 0.52119 | 0.52119 | 0.52119 | 0.34576 | 0.41562 | 0.35479 | 0.30521
2012-02-03 03:00 | 0.18741 | 0.11379 | 0.17159 | 0.21661 | 0.52119 | 0.52119 | 0.52119 | 0.52119 | 0.33378 | 0.4074 | 0.34959 | 0.30458
2012-02-03 04:00 | 0.20459 | 0.12842 | 0.17322 | 0.22107 | 0.52119 | 0.52119 | 0.52119 | 0.52119 | 0.3166 | 0.39277 | 0.34797 | 0.30012
2012-02-03 05:00 | 0.22823 | 0.14869 | 0.17648 | 0.22641 | 0.52119 | 0.52119 | 0.52119 | 0.52119 | 0.29296 | 0.3725 | 0.34471 | 0.29478
2012-02-03 06:00 | 0.26625 | 0.23407 | 0.19128 | 0.22988 | 0.52119 | 0.52119 | 0.52119 | 0.52119 | 0.25494 | 0.28712 | 0.32991 | 0.29131
2012-02-03 07:00 | 0.29033 | 0.30297 | 0.18932 | 0.22935 | 0.52119 | 0.52119 | 0.52119 | 0.52119 | 0.23086 | 0.21821 | 0.33187 | 0.29184
2012-02-03 08:00 | 0.29551 | 0.32909 | 0.18616 | 0.22917 | 0.52119 | 0.52119 | 0.52119 | 0.52119 | 0.22568 | 0.19209 | 0.33503 | 0.29202
2012-02-03 09:00 | 0.29282 | 0.33569 | 0.18854 | 0.22919 | 0.52119 | 0.52119 | 0.52119 | 0.52119 | 0.22837 | 0.1855 | 0.33264 | 0.292
2012-02-03 10:00 | 0.28953 | 0.33089 | 0.19869 | 0.23104 | 0.52119 | 0.52119 | 0.52119 | 0.52119 | 0.23166 | 0.1903 | 0.3225 | 0.29015
2012-02-03 11:00 | 0.28953 | 0.32375 | 0.19845 | 0.23122 | 0.52119 | 0.52119 | 0.52119 | 0.52119 | 0.23166 | 0.19744 | 0.32274 | 0.28997
2012-02-03 12:00 | 0.28937 | 0.32001 | 0.1994 | 0.23047 | 0.52119 | 0.52119 | 0.52119 | 0.52119 | 0.23182 | 0.20118 | 0.32179 | 0.29072
2012-02-03 13:00 | 0.28858 | 0.32025 | 0.20019 | 0.23015 | 0.52119 | 0.52119 | 0.52119 | 0.52119 | 0.23261 | 0.20094 | 0.32099 | 0.29104
2012-02-03 14:00 | 0.28782 | 0.31498 | 0.19821 | 0.22759 | 0.52119 | 0.52119 | 0.52119 | 0.52119 | 0.23336 | 0.20621 | 0.32297 | 0.29359
2012-02-03 15:00 | 0.28534 | 0.30958 | 0.19841 | 0.22405 | 0.52119 | 0.52119 | 0.52119 | 0.52119 | 0.23585 | 0.21161 | 0.32278 | 0.29713
2012-02-03 16:00 | 0.28278 | 0.30789 | 0.19982 | 0.22253 | 0.52119 | 0.52119 | 0.52119 | 0.52119 | 0.23841 | 0.2133 | 0.32137 | 0.29865
2012-02-03 17:00 | 0.27995 | 0.29116 | 0.19899 | 0.22252 | 0.52119 | 0.52119 | 0.52119 | 0.52119 | 0.24124 | 0.23003 | 0.3222 | 0.29867
2012-02-03 18:00 | 0.24725 | 0.25663 | 0.19459 | 0.22043 | 0.52119 | 0.52119 | 0.52119 | 0.52119 | 0.27394 | 0.26456 | 0.3266 | 0.30076
2012-02-03 19:00 | 0.22622 | 0.20996 | 0.19296 | 0.21768 | 0.52119 | 0.52119 | 0.52119 | 0.52119 | 0.29497 | 0.31122 | 0.32823 | 0.30351
2012-02-03 20:00 | 0.21204 | 0.18921 | 0.19144 | 0.2181 | 0.52119 | 0.52119 | 0.52119 | 0.52119 | 0.30915 | 0.33198 | 0.32975 | 0.30308
2012-02-03 21:00 | 0.20078 | 0.17929 | 0.18823 | 0.21767 | 0.52119 | 0.52119 | 0.52119 | 0.52119 | 0.32041 | 0.3419 | 0.33296 | 0.30352
2012-02-03 22:00 | 0.18884 | 0.14271 | 0.18384 | 0.21474 | 0.52119 | 0.52119 | 0.52119 | 0.52119 | 0.33235 | 0.37848 | 0.33735 | 0.30645
2012-02-03 23:00 | 0.17797 | 0.11225 | 0.17728 | 0.21327 | 0.52119 | 0.52119 | 0.52119 | 0.52119 | 0.34322 | 0.40894 | 0.34391 | 0.30791
2012-02-04 | 0.17467 | 0.11354 | 0.17017 | 0.21623 | 0.52119 | 0.52119 | 0.52119 | 0.52119 | 0.34651 | 0.40765 | 0.35102 | 0.30496
2012-02-04 01:00 | 0.1752 | 0.10799 | 0.16559 | 0.21865 | 0.52119 | 0.52119 | 0.52119 | 0.52119 | 0.34599 | 0.4132 | 0.3556 | 0.30254
2012-02-04 02:00 | 0.17713 | 0.10939 | 0.16559 | 0.21901 | 0.52119 | 0.52119 | 0.52119 | 0.52119 | 0.34406 | 0.4118 | 0.3556 | 0.30218
2012-02-04 03:00 | 0.17784 | 0.10666 | 0.16716 | 0.21951 | 0.52119 | 0.52119 | 0.52119 | 0.52119 | 0.34335 | 0.41453 | 0.35403 | 0.30168
2012-02-04 04:00 | 0.17933 | 0.11112 | 0.16759 | 0.22009 | 0.52119 | 0.52119 | 0.52119 | 0.52119 | 0.34186 | 0.41006 | 0.3536 | 0.30109
2012-02-04 05:00 | 0.18305 | 0.11478 | 0.18042 | 0.22227 | 0.52119 | 0.52119 | 0.52119 | 0.52119 | 0.33814 | 0.40641 | 0.34077 | 0.29891
2012-02-04 06:00 | 0.19658 | 0.13023 | 0.18635 | 0.22287 | 0.52119 | 0.52119 | 0.52119 | 0.52119 | 0.3246 | 0.39096 | 0.33483 | 0.29832
2012-02-04 07:00 | 0.21062 | 0.16636 | 0.185 | 0.22412 | 0.52119 | 0.52119 | 0.52119 | 0.52119 | 0.31057 | 0.35483 | 0.33619 | 0.29707
2012-02-04 08:00 | 0.22587 | 0.21441 | 0.19474 | 0.22581 | 0.52119 | 0.52119 | 0.52119 | 0.52119 | 0.29532 | 0.30678 | 0.32644 | 0.29538
2012-02-04 09:00 | 0.23479 | 0.2398 | 0.18612 | 0.22716 | 0.52119 | 0.52119 | 0.52119 | 0.52119 | 0.2864 | 0.28139 | 0.33506 | 0.29403
2012-02-04 10:00 | 0.23817 | 0.24344 | 0.18455 | 0.22801 | 0.52119 | 0.52119 | 0.52119 | 0.52119 | 0.28301 | 0.27775 | 0.33664 | 0.29317
2012-02-04 11:00 | 0.24079 | 0.24408 | 0.18321 | 0.22841 | 0.52119 | 0.52119 | 0.52119 | 0.52119 | 0.2804 | 0.27711 | 0.33798 | 0.29277
2012-02-04 12:00 | 0.24047 | 0.2402 | 0.17985 | 0.22716 | 0.52119 | 0.52119 | 0.52119 | 0.52119 | 0.28072 | 0.28099 | 0.34134 | 0.29403
2012-02-04 13:00 | 0.23747 | 0.22898 | 0.17883 | 0.22483 | 0.52119 | 0.52119 | 0.52119 | 0.52119 | 0.28372 | 0.29221 | 0.34236 | 0.29636
2012-02-04 14:00 | 0.2328 | 0.22126 | 0.17503 | 0.22117 | 0.52119 | 0.52119 | 0.52119 | 0.52119 | 0.28839 | 0.29993 | 0.34615 | 0.30002
2012-02-04 15:00 | 0.22509 | 0.19424 | 0.17802 | 0.21973 | 0.52119 | 0.52119 | 0.52119 | 0.52119 | 0.29609 | 0.32695 | 0.34317 | 0.30146
2012-02-04 16:00 | 0.22069 | 0.17608 | 0.17327 | 0.21968 | 0.52119 | 0.52119 | 0.52119 | 0.52119 | 0.3005 | 0.34511 | 0.34792 | 0.30151
2012-02-04 17:00 | 0.21132 | 0.1633 | 0.17048 | 0.21774 | 0.52119 | 0.52119 | 0.52119 | 0.52119 | 0.30987 | 0.35789 | 0.35071 | 0.30345
2012-02-04 18:00 | 0.2068 | 0.15507 | 0.16946 | 0.21432 | 0.52119 | 0.52119 | 0.52119 | 0.52119 | 0.31439 | 0.36612 | 0.35173 | 0.30687
2012-02-04 19:00 | 0.19526 | 0.14302 | 0.17865 | 0.21452 | 0.52119 | 0.52119 | 0.52119 | 0.52119 | 0.32593 | 0.37816 | 0.34254 | 0.30667
2012-02-04 20:00 | 0.19469 | 0.13616 | 0.17798 | 0.21673 | 0.52119 | 0.52119 | 0.52119 | 0.52119 | 0.3265 | 0.38503 | 0.34321 | 0.30446
2012-02-04 21:00 | 0.19345 | 0.13157 | 0.18161 | 0.2194 | 0.52119 | 0.52119 | 0.52119 | 0.52119 | 0.32774 | 0.38962 | 0.33957 | 0.30179
2012-02-04 22:00 | 0.19094 | 0.12737 | 0.18363 | 0.2163 | 0.52119 | 0.52119 | 0.52119 | 0.52119 | 0.33025 | 0.39381 | 0.33755 | 0.30489
2012-02-04 23:00 | 0.18915 | 0.12677 | 0.17736 | 0.21856 | 0.52119 | 0.52119 | 0.52119 | 0.52119 | 0.33204 | 0.39442 | 0.34382 | 0.30263
2012-02-05 | 0.17595 | 0.12487 | 0.17043 | 0.2167 | 0.52119 | 0.52119 | 0.52119 | 0.52119 | 0.34524 | 0.39632 | 0.35076 | 0.30449
2012-02-05 01:00 | 0.17561 | 0.1184 | 0.1655 | 0.21822 | 0.52119 | 0.52119 | 0.52119 | 0.52119 | 0.34558 | 0.40278 | 0.35569 | 0.30296
2012-02-05 02:00 | 0.17858 | 0.11766 | 0.16552 | 0.21854 | 0.52119 | 0.52119 | 0.52119 | 0.52119 | 0.34261 | 0.40353 | 0.35567 | 0.30265
2012-02-05 03:00 | 0.17846 | 0.10652 | 0.16688 | 0.21701 | 0.52119 | 0.52119 | 0.52119 | 0.52119 | 0.34272 | 0.41466 | 0.35431 | 0.30418
2012-02-05 04:00 | 0.17979 | 0.11109 | 0.16747 | 0.21917 | 0.52119 | 0.52119 | 0.52119 | 0.52119 | 0.3414 | 0.41009 | 0.35371 | 0.30202
2012-02-05 05:00 | 0.18258 | 0.11449 | 0.17884 | 0.22112 | 0.52119 | 0.52119 | 0.52119 | 0.52119 | 0.3386 | 0.4067 | 0.34235 | 0.30007
2012-02-05 06:00 | 0.19638 | 0.13036 | 0.1867 | 0.22269 | 0.52119 | 0.52119 | 0.52119 | 0.52119 | 0.3248 | 0.39083 | 0.33449 | 0.2985
2012-02-05 07:00 | 0.2104 | 0.16755 | 0.18492 | 0.22396 | 0.52119 | 0.52119 | 0.52119 | 0.52119 | 0.31079 | 0.35364 | 0.33627 | 0.29722
2012-02-05 08:00 | 0.22543 | 0.21499 | 0.19372 | 0.22565 | 0.52119 | 0.52119 | 0.52119 | 0.52119 | 0.29575 | 0.3062 | 0.32747 | 0.29554
2012-02-05 09:00 | 0.23414 | 0.23931 | 0.18654 | 0.22647 | 0.52119 | 0.52119 | 0.52119 | 0.52119 | 0.28705 | 0.28188 | 0.33465 | 0.29472
2012-02-05 10:00 | 0.2362 | 0.24036 | 0.18412 | 0.22779 | 0.52119 | 0.52119 | 0.52119 | 0.52119 | 0.28499 | 0.28083 | 0.33707 | 0.2934
2012-02-05 11:00 | 0.23829 | 0.23859 | 0.18261 | 0.22733 | 0.52119 | 0.52119 | 0.52119 | 0.52119 | 0.2829 | 0.28259 | 0.33858 | 0.29386
2012-02-05 12:00 | 0.238 | 0.23643 | 0.18116 | 0.22611 | 0.52119 | 0.52119 | 0.52119 | 0.52119 | 0.28319 | 0.28476 | 0.34003 | 0.29508
2012-02-05 13:00 | 0.23556 | 0.22398 | 0.17334 | 0.22345 | 0.52119 | 0.52119 | 0.52119 | 0.52119 | 0.28563 | 0.29721 | 0.34785 | 0.29773
2012-02-05 14:00 | 0.2311 | 0.21505 | 0.17303 | 0.22019 | 0.52119 | 0.52119 | 0.52119 | 0.52119 | 0.29009 | 0.30614 | 0.34816 | 0.30099
2012-02-05 15:00 | 0.22468 | 0.18674 | 0.17199 | 0.2179 | 0.52119 | 0.52119 | 0.52119 | 0.52119 | 0.29651 | 0.33445 | 0.34919 | 0.30329
2012-02-05 16:00 | 0.22134 | 0.168 | 0.1737 | 0.21803 | 0.52119 | 0.52119 | 0.52119 | 0.52119 | 0.29985 | 0.35319 | 0.34748 | 0.30316
2012-02-05 17:00 | 0.21256 | 0.16188 | 0.17107 | 0.21617 | 0.52119 | 0.52119 | 0.52119 | 0.52119 | 0.30863 | 0.35931 | 0.35012 | 0.30502
2012-02-05 18:00 | 0.20663 | 0.15458 | 0.16913 | 0.21306 | 0.52119 | 0.52119 | 0.52119 | 0.52119 | 0.31456 | 0.36661 | 0.35206 | 0.30813
2012-02-05 19:00 | 0.19682 | 0.14287 | 0.17818 | 0.2135 | 0.52119 | 0.52119 | 0.52119 | 0.52119 | 0.32437 | 0.37832 | 0.34301 | 0.30768
2012-02-05 20:00 | 0.19472 | 0.13564 | 0.17783 | 0.21499 | 0.52119 | 0.52119 | 0.52119 | 0.52119 | 0.32647 | 0.38555 | 0.34336 | 0.30619
2012-02-05 21:00 | 0.19307 | 0.13124 | 0.18112 | 0.21554 | 0.52119 | 0.52119 | 0.52119 | 0.52119 | 0.32812 | 0.38995 | 0.34007 | 0.30565
2012-02-05 22:00 | 0.19002 | 0.12623 | 0.18416 | 0.21348 | 0.52119 | 0.52119 | 0.52119 | 0.52119 | 0.33117 | 0.39496 | 0.33703 | 0.30771
2012-02-05 23:00 | 0.18717 | 0.12631 | 0.17732 | 0.21555 | 0.52119 | 0.52119 | 0.52119 | 0.52119 | 0.33402 | 0.39488 | 0.34387 | 0.30564
2012-02-06 | 0.17587 | 0.10475 | 0.16746 | 0.21522 | 0.52119 | 0.52119 | 0.52119 | 0.52119 | 0.34532 | 0.41644 | 0.35373 | 0.30597
2012-02-06 01:00 | 0.17888 | 0.10392 | 0.1661 | 0.21607 | 0.52119 | 0.52119 | 0.52119 | 0.52119 | 0.34231 | 0.41727 | 0.35509 | 0.30512
2012-02-06 02:00 | 0.17655 | 0.10538 | 0.16636 | 0.21626 | 0.52119 | 0.52119 | 0.52119 | 0.52119 | 0.34464 | 0.41581 | 0.35483 | 0.30493
2012-02-06 03:00 | 0.18568 | 0.11367 | 0.17104 | 0.21681 | 0.52119 | 0.52119 | 0.52119 | 0.52119 | 0.33551 | 0.40752 | 0.35015 | 0.30438
2012-02-06 04:00 | 0.20574 | 0.12823 | 0.17411 | 0.22111 | 0.52119 | 0.52119 | 0.52119 | 0.52119 | 0.31545 | 0.39296 | 0.34707 | 0.30008
2012-02-06 05:00 | 0.22912 | 0.15001 | 0.1756 | 0.22638 | 0.52119 | 0.52119 | 0.52119 | 0.52119 | 0.29207 | 0.37118 | 0.34559 | 0.29481
2012-02-06 06:00 | 0.26605 | 0.23308 | 0.19175 | 0.22986 | 0.52119 | 0.52119 | 0.52119 | 0.52119 | 0.25513 | 0.28811 | 0.32944 | 0.29133
2012-02-06 07:00 | 0.28933 | 0.2969 | 0.19035 | 0.22889 | 0.52119 | 0.52119 | 0.52119 | 0.52119 | 0.23186 | 0.22429 | 0.33084 | 0.2923
2012-02-06 08:00 | 0.29777 | 0.32857 | 0.18815 | 0.22797 | 0.52119 | 0.52119 | 0.52119 | 0.52119 | 0.22342 | 0.19262 | 0.33304 | 0.29322
2012-02-06 09:00 | 0.2931 | 0.33128 | 0.18533 | 0.22793 | 0.52119 | 0.52119 | 0.52119 | 0.52119 | 0.22809 | 0.18991 | 0.33586 | 0.29326
2012-02-06 10:00 | 0.28701 | 0.32921 | 0.18981 | 0.22869 | 0.52119 | 0.52119 | 0.52119 | 0.52119 | 0.23418 | 0.19198 | 0.33138 | 0.2925
2012-02-06 11:00 | 0.28561 | 0.32341 | 0.18534 | 0.22779 | 0.52119 | 0.52119 | 0.52119 | 0.52119 | 0.23558 | 0.19778 | 0.33585 | 0.2934
2012-02-06 12:00 | 0.28583 | 0.32054 | 0.18899 | 0.22863 | 0.52119 | 0.52119 | 0.52119 | 0.52119 | 0.23535 | 0.20065 | 0.33219 | 0.29255
2012-02-06 13:00 | 0.28483 | 0.32095 | 0.18283 | 0.22954 | 0.52119 | 0.52119 | 0.52119 | 0.52119 | 0.23636 | 0.20024 | 0.33836 | 0.29165
2012-02-06 14:00 | 0.28375 | 0.31508 | 0.18488 | 0.22631 | 0.52119 | 0.52119 | 0.52119 | 0.52119 | 0.23744 | 0.2061 | 0.33631 | 0.29488
2012-02-06 15:00 | 0.28089 | 0.30958 | 0.18599 | 0.22063 | 0.52119 | 0.52119 | 0.52119 | 0.52119 | 0.2403 | 0.21161 | 0.3352 | 0.30056
2012-02-06 16:00 | 0.27807 | 0.30737 | 0.19393 | 0.21921 | 0.52119 | 0.52119 | 0.52119 | 0.52119 | 0.24312 | 0.21382 | 0.32726 | 0.30198
2012-02-06 17:00 | 0.27639 | 0.29151 | 0.1903 | 0.21842 | 0.52119 | 0.52119 | 0.52119 | 0.52119 | 0.2448 | 0.22968 | 0.33089 | 0.30277
2012-02-06 18:00 | 0.24232 | 0.2511 | 0.18333 | 0.21798 | 0.52119 | 0.52119 | 0.52119 | 0.52119 | 0.27887 | 0.27009 | 0.33786 | 0.3032
2012-02-06 19:00 | 0.22121 | 0.20242 | 0.18153 | 0.21369 | 0.52119 | 0.52119 | 0.52119 | 0.52119 | 0.29998 | 0.31877 | 0.33966 | 0.3075
2012-02-06 20:00 | 0.20787 | 0.18849 | 0.17805 | 0.21723 | 0.52119 | 0.52119 | 0.52119 | 0.52119 | 0.31332 | 0.3327 | 0.34314 | 0.30395
2012-02-06 21:00 | 0.20039 | 0.17908 | 0.17612 | 0.21712 | 0.52119 | 0.52119 | 0.52119 | 0.52119 | 0.3208 | 0.34211 | 0.34507 | 0.30407
2012-02-06 22:00 | 0.18807 | 0.14288 | 0.17197 | 0.21484 | 0.52119 | 0.52119 | 0.52119 | 0.52119 | 0.33311 | 0.37831 | 0.34922 | 0.30634
2012-02-06 23:00 | 0.17572 | 0.11087 | 0.1662 | 0.21314 | 0.52119 | 0.52119 | 0.52119 | 0.52119 | 0.34547 | 0.41032 | 0.35499 | 0.30805
2012-02-07 | 0.17519 | 0.10445 | 0.16335 | 0.21655 | 0.52119 | 0.52119 | 0.52119 | 0.52119 | 0.346 | 0.41674 | 0.35784 | 0.30464
2012-02-07 01:00 | 0.17772 | 0.10378 | 0.16423 | 0.2171 | 0.52119 | 0.52119 | 0.52119 | 0.52119 | 0.34347 | 0.4174 | 0.35696 | 0.30409
2012-02-07 02:00 | 0.17605 | 0.1052 | 0.16727 | 0.21615 | 0.52119 | 0.52119 | 0.52119 | 0.52119 | 0.34514 | 0.41599 | 0.35392 | 0.30504
2012-02-07 03:00 | 0.18614 | 0.11348 | 0.17189 | 0.21655 | 0.52119 | 0.52119 | 0.52119 | 0.52119 | 0.33505 | 0.40771 | 0.3493 | 0.30464
2012-02-07 04:00 | 0.20472 | 0.12795 | 0.17398 | 0.2209 | 0.52119 | 0.52119 | 0.52119 | 0.52119 | 0.31647 | 0.39324 | 0.34721 | 0.30029
2012-02-07 05:00 | 0.22858 | 0.14951 | 0.17734 | 0.22636 | 0.52119 | 0.52119 | 0.52119 | 0.52119 | 0.29261 | 0.37168 | 0.34385 | 0.29483
2012-02-07 06:00 | 0.26475 | 0.23275 | 0.19363 | 0.22986 | 0.52119 | 0.52119 | 0.52119 | 0.52119 | 0.25644 | 0.28844 | 0.32756 | 0.29133
2012-02-07 07:00 | 0.28863 | 0.30282 | 0.19137 | 0.22878 | 0.52119 | 0.52119 | 0.52119 | 0.52119 | 0.23255 | 0.21837 | 0.32982 | 0.29241
2012-02-07 08:00 | 0.29773 | 0.32852 | 0.18869 | 0.22762 | 0.52119 | 0.52119 | 0.52119 | 0.52119 | 0.22345 | 0.19266 | 0.33249 | 0.29356
2012-02-07 09:00 | 0.2927 | 0.33275 | 0.18729 | 0.22781 | 0.52119 | 0.52119 | 0.52119 | 0.52119 | 0.22849 | 0.18844 | 0.3339 | 0.29338
2012-02-07 10:00 | 0.28736 | 0.32948 | 0.19238 | 0.22839 | 0.52119 | 0.52119 | 0.52119 | 0.52119 | 0.23383 | 0.19171 | 0.32881 | 0.2928
2012-02-07 11:00 | 0.28632 | 0.3238 | 0.18682 | 0.22787 | 0.52119 | 0.52119 | 0.52119 | 0.52119 | 0.23487 | 0.19739 | 0.33437 | 0.29332
2012-02-07 12:00 | 0.28659 | 0.32048 | 0.18985 | 0.22884 | 0.52119 | 0.52119 | 0.52119 | 0.52119 | 0.2346 | 0.20071 | 0.33134 | 0.29235
2012-02-07 13:00 | 0.28664 | 0.32079 | 0.18678 | 0.22953 | 0.52119 | 0.52119 | 0.52119 | 0.52119 | 0.23454 | 0.2004 | 0.33441 | 0.29166
2012-02-07 14:00 | 0.28634 | 0.31516 | 0.18824 | 0.22686 | 0.52119 | 0.52119 | 0.52119 | 0.52119 | 0.23484 | 0.20603 | 0.33295 | 0.29433
2012-02-07 15:00 | 0.28383 | 0.30968 | 0.19212 | 0.22163 | 0.52119 | 0.52119 | 0.52119 | 0.52119 | 0.23736 | 0.21151 | 0.32907 | 0.29956
2012-02-07 16:00 | 0.2814 | 0.30777 | 0.19814 | 0.2203 | 0.52119 | 0.52119 | 0.52119 | 0.52119 | 0.23979 | 0.21342 | 0.32305 | 0.30089
2012-02-07 17:00 | 0.27942 | 0.29163 | 0.19565 | 0.21983 | 0.52119 | 0.52119 | 0.52119 | 0.52119 | 0.24177 | 0.22956 | 0.32554 | 0.30136
2012-02-07 18:00 | 0.24604 | 0.25458 | 0.18653 | 0.21926 | 0.52119 | 0.52119 | 0.52119 | 0.52119 | 0.27515 | 0.26661 | 0.33466 | 0.30193
2012-02-07 19:00 | 0.22522 | 0.20726 | 0.18176 | 0.21511 | 0.52119 | 0.52119 | 0.52119 | 0.52119 | 0.29597 | 0.31393 | 0.33943 | 0.30608
2012-02-07 20:00 | 0.21102 | 0.18844 | 0.17872 | 0.21714 | 0.52119 | 0.52119 | 0.52119 | 0.52119 | 0.31017 | 0.33275 | 0.34247 | 0.30405
2012-02-07 21:00 | 0.2006 | 0.17854 | 0.17653 | 0.21699 | 0.52119 | 0.52119 | 0.52119 | 0.52119 | 0.32058 | 0.34265 | 0.34466 | 0.3042
2012-02-07 22:00 | 0.18829 | 0.14209 | 0.17225 | 0.2145 | 0.52119 | 0.52119 | 0.52119 | 0.52119 | 0.3329 | 0.3791 | 0.34894 | 0.30668
2012-02-07 23:00 | 0.17735 | 0.11147 | 0.16641 | 0.2128 | 0.52119 | 0.52119 | 0.52119 | 0.52119 | 0.34383 | 0.40972 | 0.35477 | 0.30839
2012-02-08 | 0.17562 | 0.10527 | 0.16431 | 0.2158 | 0.52119 | 0.52119 | 0.52119 | 0.52119 | 0.34557 | 0.41592 | 0.35688 | 0.30539
2012-02-08 01:00 | 0.17719 | 0.10388 | 0.16379 | 0.2169 | 0.52119 | 0.52119 | 0.52119 | 0.52119 | 0.344 | 0.41731 | 0.35739 | 0.30429
2012-02-08 02:00 | 0.17502 | 0.10553 | 0.16677 | 0.21591 | 0.52119 | 0.52119 | 0.52119 | 0.52119 | 0.34617 | 0.41566 | 0.35442 | 0.30528
2012-02-08 03:00 | 0.18736 | 0.11374 | 0.1717 | 0.21667 | 0.52119 | 0.52119 | 0.52119 | 0.52119 | 0.33383 | 0.40745 | 0.34949 | 0.30452
2012-02-08 04:00 | 0.20406 | 0.12836 | 0.17393 | 0.22072 | 0.52119 | 0.52119 | 0.52119 | 0.52119 | 0.31713 | 0.39283 | 0.34726 | 0.30047
2012-02-08 05:00 | 0.2282 | 0.14878 | 0.17783 | 0.22623 | 0.52119 | 0.52119 | 0.52119 | 0.52119 | 0.29299 | 0.37241 | 0.34336 | 0.29496
2012-02-08 06:00 | 0.266 | 0.23414 | 0.19511 | 0.22984 | 0.52119 | 0.52119 | 0.52119 | 0.52119 | 0.25519 | 0.28704 | 0.32608 | 0.29135
2012-02-08 07:00 | 0.28885 | 0.30371 | 0.19157 | 0.22878 | 0.52119 | 0.52119 | 0.52119 | 0.52119 | 0.23234 | 0.21748 | 0.32962 | 0.29241
2012-02-08 08:00 | 0.29494 | 0.32894 | 0.18743 | 0.22819 | 0.52119 | 0.52119 | 0.52119 | 0.52119 | 0.22625 | 0.19225 | 0.33375 | 0.293
2012-02-08 09:00 | 0.29285 | 0.33552 | 0.1866 | 0.22825 | 0.52119 | 0.52119 | 0.52119 | 0.52119 | 0.22834 | 0.18567 | 0.33459 | 0.29294
2012-02-08 10:00 | 0.28975 | 0.33085 | 0.19494 | 0.22979 | 0.52119 | 0.52119 | 0.52119 | 0.52119 | 0.23144 | 0.19034 | 0.32624 | 0.2914
2012-02-08 11:00 | 0.28955 | 0.3238 | 0.19385 | 0.22952 | 0.52119 | 0.52119 | 0.52119 | 0.52119 | 0.23164 | 0.19738 | 0.32734 | 0.29167
2012-02-08 12:00 | 0.2893 | 0.32032 | 0.19722 | 0.22978 | 0.52119 | 0.52119 | 0.52119 | 0.52119 | 0.23188 | 0.20087 | 0.32397 | 0.2914
2012-02-08 13:00 | 0.28854 | 0.32066 | 0.19812 | 0.22974 | 0.52119 | 0.52119 | 0.52119 | 0.52119 | 0.23265 | 0.20053 | 0.32307 | 0.29145
2012-02-08 14:00 | 0.28729 | 0.31503 | 0.19651 | 0.22692 | 0.52119 | 0.52119 | 0.52119 | 0.52119 | 0.2339 | 0.20616 | 0.32467 | 0.29427
2012-02-08 15:00 | 0.28425 | 0.30965 | 0.19757 | 0.22314 | 0.52119 | 0.52119 | 0.52119 | 0.52119 | 0.23693 | 0.21153 | 0.32362 | 0.29805
2012-02-08 16:00 | 0.28132 | 0.30793 | 0.19932 | 0.22141 | 0.52119 | 0.52119 | 0.52119 | 0.52119 | 0.23987 | 0.21326 | 0.32187 | 0.29978
2012-02-08 17:00 | 0.27803 | 0.29119 | 0.19721 | 0.22092 | 0.52119 | 0.52119 | 0.52119 | 0.52119 | 0.24316 | 0.23 | 0.32397 | 0.30027
2012-02-08 18:00 | 0.24456 | 0.2552 | 0.19137 | 0.21993 | 0.52119 | 0.52119 | 0.52119 | 0.52119 | 0.27662 | 0.26599 | 0.32982 | 0.30126
2012-02-08 19:00 | 0.22304 | 0.2073 | 0.18774 | 0.2163 | 0.52119 | 0.52119 | 0.52119 | 0.52119 | 0.29815 | 0.31389 | 0.33345 | 0.30489
2012-02-08 20:00 | 0.20835 | 0.18925 | 0.1852 | 0.21734 | 0.52119 | 0.52119 | 0.52119 | 0.52119 | 0.31284 | 0.33194 | 0.33599 | 0.30385
2012-02-08 21:00 | 0.20052 | 0.17961 | 0.18108 | 0.21687 | 0.52119 | 0.52119 | 0.52119 | 0.52119 | 0.32067 | 0.34157 | 0.34011 | 0.30432
2012-02-08 22:00 | 0.18799 | 0.14333 | 0.17815 | 0.21406 | 0.52119 | 0.52119 | 0.52119 | 0.52119 | 0.3332 | 0.37786 | 0.34304 | 0.30713
2012-02-08 23:00 | 0.17643 | 0.11178 | 0.17098 | 0.21247 | 0.52119 | 0.52119 | 0.52119 | 0.52119 | 0.34475 | 0.40941 | 0.35021 | 0.30872
2012-02-09 | 0.17535 | 0.10539 | 0.16646 | 0.21565 | 0.52119 | 0.52119 | 0.52119 | 0.52119 | 0.34584 | 0.4158 | 0.35473 | 0.30554
2012-02-09 01:00 | 0.17753 | 0.10384 | 0.16313 | 0.2164 | 0.52119 | 0.52119 | 0.52119 | 0.52119 | 0.34366 | 0.41735 | 0.35806 | 0.30479
2012-02-09 02:00 | 0.17598 | 0.10544 | 0.16609 | 0.21632 | 0.52119 | 0.52119 | 0.52119 | 0.52119 | 0.34521 | 0.41575 | 0.3551 | 0.30487
2012-02-09 03:00 | 0.18689 | 0.11364 | 0.17088 | 0.2171 | 0.52119 | 0.52119 | 0.52119 | 0.52119 | 0.3343 | 0.40755 | 0.35031 | 0.30409
2012-02-09 04:00 | 0.20477 | 0.12816 | 0.17522 | 0.22132 | 0.52119 | 0.52119 | 0.52119 | 0.52119 | 0.31642 | 0.39303 | 0.34597 | 0.29987
2012-02-09 05:00 | 0.22864 | 0.14881 | 0.17619 | 0.22649 | 0.52119 | 0.52119 | 0.52119 | 0.52119 | 0.29254 | 0.37238 | 0.345 | 0.2947
2012-02-09 06:00 | 0.2657 | 0.23401 | 0.19085 | 0.22989 | 0.52119 | 0.52119 | 0.52119 | 0.52119 | 0.25549 | 0.28717 | 0.33034 | 0.2913
2012-02-09 07:00 | 0.28886 | 0.30256 | 0.19007 | 0.22904 | 0.52119 | 0.52119 | 0.52119 | 0.52119 | 0.23232 | 0.21863 | 0.33112 | 0.29215
2012-02-09 08:00 | 0.29521 | 0.32899 | 0.1863 | 0.2287 | 0.52119 | 0.52119 | 0.52119 | 0.52119 | 0.22598 | 0.1922 | 0.33489 | 0.29249
2012-02-09 09:00 | 0.29233 | 0.33573 | 0.18824 | 0.229 | 0.52119 | 0.52119 | 0.52119 | 0.52119 | 0.22886 | 0.18546 | 0.33294 | 0.29219
2012-02-09 10:00 | 0.28964 | 0.33082 | 0.19863 | 0.23099 | 0.52119 | 0.52119 | 0.52119 | 0.52119 | 0.23155 | 0.19037 | 0.32255 | 0.2902
2012-02-09 11:00 | 0.2905 | 0.32373 | 0.19838 | 0.23104 | 0.52119 | 0.52119 | 0.52119 | 0.52119 | 0.23068 | 0.19746 | 0.32281 | 0.29014
2012-02-09 12:00 | 0.29017 | 0.31992 | 0.19957 | 0.23054 | 0.52119 | 0.52119 | 0.52119 | 0.52119 | 0.23102 | 0.20127 | 0.32161 | 0.29065
2012-02-09 13:00 | 0.28934 | 0.32027 | 0.2001 | 0.2301 | 0.52119 | 0.52119 | 0.52119 | 0.52119 | 0.23184 | 0.20092 | 0.32109 | 0.29109
2012-02-09 14:00 | 0.28854 | 0.31493 | 0.19868 | 0.22745 | 0.52119 | 0.52119 | 0.52119 | 0.52119 | 0.23265 | 0.20626 | 0.3225 | 0.29373
2012-02-09 15:00 | 0.28577 | 0.30958 | 0.19882 | 0.22416 | 0.52119 | 0.52119 | 0.52119 | 0.52119 | 0.23542 | 0.21161 | 0.32237 | 0.29702
2012-02-09 16:00 | 0.28319 | 0.30788 | 0.19977 | 0.22228 | 0.52119 | 0.52119 | 0.52119 | 0.52119 | 0.23799 | 0.2133 | 0.32142 | 0.29891
2012-02-09 17:00 | 0.28005 | 0.29113 | 0.19898 | 0.22199 | 0.52119 | 0.52119 | 0.52119 | 0.52119 | 0.24114 | 0.23006 | 0.32221 | 0.2992
2012-02-09 18:00 | 0.24741 | 0.25655 | 0.1935 | 0.22034 | 0.52119 | 0.52119 | 0.52119 | 0.52119 | 0.27378 | 0.26464 | 0.32769 | 0.30084
2012-02-09 19:00 | 0.22612 | 0.2101 | 0.19166 | 0.21726 | 0.52119 | 0.52119 | 0.52119 | 0.52119 | 0.29507 | 0.31109 | 0.32953 | 0.30393
2012-02-09 20:00 | 0.21192 | 0.18897 | 0.19023 | 0.2179 | 0.52119 | 0.52119 | 0.52119 | 0.52119 | 0.30927 | 0.33222 | 0.33095 | 0.30329
2012-02-09 21:00 | 0.20075 | 0.1789 | 0.18831 | 0.21772 | 0.52119 | 0.52119 | 0.52119 | 0.52119 | 0.32044 | 0.34229 | 0.33288 | 0.30347
2012-02-09 22:00 | 0.18886 | 0.14206 | 0.18464 | 0.21494 | 0.52119 | 0.52119 | 0.52119 | 0.52119 | 0.33233 | 0.37913 | 0.33655 | 0.30624
2012-02-09 23:00 | 0.17792 | 0.1117 | 0.17869 | 0.21354 | 0.52119 | 0.52119 | 0.52119 | 0.52119 | 0.34327 | 0.40949 | 0.3425 | 0.30765
2012-02-10 | 0.17613 | 0.10524 | 0.17123 | 0.21635 | 0.52119 | 0.52119 | 0.52119 | 0.52119 | 0.34506 | 0.41595 | 0.34996 | 0.30484
2012-02-10 01:00 | 0.17744 | 0.10382 | 0.17396 | 0.21665 | 0.52119 | 0.52119 | 0.52119 | 0.52119 | 0.34375 | 0.41737 | 0.34723 | 0.30454
2012-02-10 02:00 | 0.17556 | 0.10544 | 0.17592 | 0.21828 | 0.52119 | 0.52119 | 0.52119 | 0.52119 | 0.34563 | 0.41575 | 0.34527 | 0.30291
2012-02-10 03:00 | 0.18795 | 0.11366 | 0.18 | 0.21931 | 0.52119 | 0.52119 | 0.52119 | 0.52119 | 0.33323 | 0.40753 | 0.34119 | 0.30188
2012-02-10 04:00 | 0.20453 | 0.1283 | 0.18251 | 0.22176 | 0.52119 | 0.52119 | 0.52119 | 0.52119 | 0.31665 | 0.39289 | 0.33868 | 0.29943
2012-02-10 05:00 | 0.22882 | 0.14868 | 0.1856 | 0.2266 | 0.52119 | 0.52119 | 0.52119 | 0.52119 | 0.29236 | 0.37251 | 0.33559 | 0.29459
2012-02-10 06:00 | 0.2673 | 0.23438 | 0.19779 | 0.2312 | 0.52119 | 0.52119 | 0.52119 | 0.52119 | 0.25389 | 0.28681 | 0.3234 | 0.28999
2012-02-10 07:00 | 0.28971 | 0.30583 | 0.19677 | 0.23298 | 0.52119 | 0.52119 | 0.52119 | 0.52119 | 0.23148 | 0.21535 | 0.32442 | 0.28821
2012-02-10 08:00 | 0.29595 | 0.32919 | 0.19455 | 0.23192 | 0.52119 | 0.52119 | 0.52119 | 0.52119 | 0.22524 | 0.192 | 0.32664 | 0.28927
2012-02-10 09:00 | 0.29437 | 0.33501 | 0.19721 | 0.23309 | 0.52119 | 0.52119 | 0.52119 | 0.52119 | 0.22682 | 0.18618 | 0.32398 | 0.2881
2012-02-10 10:00 | 0.29142 | 0.32966 | 0.19796 | 0.23468 | 0.52119 | 0.52119 | 0.52119 | 0.52119 | 0.22976 | 0.19153 | 0.32323 | 0.28651
2012-02-10 11:00 | 0.29089 | 0.32221 | 0.19846 | 0.23463 | 0.52119 | 0.52119 | 0.52119 | 0.52119 | 0.2303 | 0.19898 | 0.32272 | 0.28656
2012-02-10 12:00 | 0.29014 | 0.31816 | 0.19738 | 0.23219 | 0.52119 | 0.52119 | 0.52119 | 0.52119 | 0.23105 | 0.20303 | 0.32381 | 0.289
2012-02-10 13:00 | 0.28938 | 0.31896 | 0.20193 | 0.23056 | 0.52119 | 0.52119 | 0.52119 | 0.52119 | 0.23181 | 0.20223 | 0.31926 | 0.29063
2012-02-10 14:00 | 0.28841 | 0.31456 | 0.19893 | 0.22837 | 0.52119 | 0.52119 | 0.52119 | 0.52119 | 0.23277 | 0.20662 | 0.32226 | 0.29282
2012-02-10 15:00 | 0.28558 | 0.30922 | 0.199 | 0.22604 | 0.52119 | 0.52119 | 0.52119 | 0.52119 | 0.2356 | 0.21197 | 0.32219 | 0.29515
2012-02-10 16:00 | 0.28268 | 0.30771 | 0.19949 | 0.22432 | 0.52119 | 0.52119 | 0.52119 | 0.52119 | 0.23851 | 0.21348 | 0.32169 | 0.29687
2012-02-10 17:00 | 0.27782 | 0.29097 | 0.19943 | 0.22375 | 0.52119 | 0.52119 | 0.52119 | 0.52119 | 0.24337 | 0.23022 | 0.32176 | 0.29744
2012-02-10 18:00 | 0.24677 | 0.25864 | 0.19565 | 0.22113 | 0.52119 | 0.52119 | 0.52119 | 0.52119 | 0.27442 | 0.26255 | 0.32554 | 0.30006
2012-02-10 19:00 | 0.22363 | 0.21217 | 0.19434 | 0.21862 | 0.52119 | 0.52119 | 0.52119 | 0.52119 | 0.29756 | 0.30902 | 0.32685 | 0.30257
2012-02-10 20:00 | 0.20881 | 0.18875 | 0.19242 | 0.21875 | 0.52119 | 0.52119 | 0.52119 | 0.52119 | 0.31238 | 0.33244 | 0.32877 | 0.30244
2012-02-10 21:00 | 0.20046 | 0.17884 | 0.18967 | 0.21831 | 0.52119 | 0.52119 | 0.52119 | 0.52119 | 0.32072 | 0.34235 | 0.33152 | 0.30288
2012-02-10 22:00 | 0.18921 | 0.14231 | 0.18408 | 0.21502 | 0.52119 | 0.52119 | 0.52119 | 0.52119 | 0.33198 | 0.37888 | 0.33711 | 0.30616
2012-02-10 23:00 | 0.17777 | 0.11201 | 0.17588 | 0.21334 | 0.52119 | 0.52119 | 0.52119 | 0.52119 | 0.34342 | 0.40917 | 0.3453 | 0.30785
2012-02-11 | 0.17473 | 0.12455 | 0.1698 | 0.21609 | 0.52119 | 0.52119 | 0.52119 | 0.52119 | 0.34646 | 0.39663 | 0.35138 | 0.3051
2012-02-11 01:00 | 0.17488 | 0.11931 | 0.16558 | 0.21861 | 0.52119 | 0.52119 | 0.52119 | 0.52119 | 0.3463 | 0.40188 | 0.35561 | 0.30258
2012-02-11 02:00 | 0.17776 | 0.11831 | 0.16585 | 0.21953 | 0.52119 | 0.52119 | 0.52119 | 0.52119 | 0.34343 | 0.40288 | 0.35534 | 0.30166
2012-02-11 03:00 | 0.17789 | 0.10686 | 0.16714 | 0.22003 | 0.52119 | 0.52119 | 0.52119 | 0.52119 | 0.34329 | 0.41433 | 0.35405 | 0.30116
2012-02-11 04:00 | 0.17955 | 0.11151 | 0.16736 | 0.22016 | 0.52119 | 0.52119 | 0.52119 | 0.52119 | 0.34164 | 0.40968 | 0.35383 | 0.30103
2012-02-11 05:00 | 0.18283 | 0.11481 | 0.17902 | 0.22181 | 0.52119 | 0.52119 | 0.52119 | 0.52119 | 0.33836 | 0.40638 | 0.34217 | 0.29938
2012-02-11 06:00 | 0.19564 | 0.13042 | 0.18636 | 0.22273 | 0.52119 | 0.52119 | 0.52119 | 0.52119 | 0.32555 | 0.39077 | 0.33483 | 0.29846
2012-02-11 07:00 | 0.21012 | 0.16625 | 0.18485 | 0.22425 | 0.52119 | 0.52119 | 0.52119 | 0.52119 | 0.31107 | 0.35493 | 0.33633 | 0.29694
2012-02-11 08:00 | 0.22577 | 0.21479 | 0.19445 | 0.22648 | 0.52119 | 0.52119 | 0.52119 | 0.52119 | 0.29542 | 0.30639 | 0.32674 | 0.29471
2012-02-11 09:00 | 0.23504 | 0.24003 | 0.18694 | 0.22946 | 0.52119 | 0.52119 | 0.52119 | 0.52119 | 0.28614 | 0.28115 | 0.33425 | 0.29173
2012-02-11 10:00 | 0.23831 | 0.24297 | 0.18411 | 0.22864 | 0.52119 | 0.52119 | 0.52119 | 0.52119 | 0.28287 | 0.27822 | 0.33708 | 0.29254
2012-02-11 11:00 | 0.24116 | 0.24282 | 0.18453 | 0.22958 | 0.52119 | 0.52119 | 0.52119 | 0.52119 | 0.28003 | 0.27837 | 0.33666 | 0.29161
2012-02-11 12:00 | 0.24111 | 0.23877 | 0.18143 | 0.22838 | 0.52119 | 0.52119 | 0.52119 | 0.52119 | 0.28008 | 0.28242 | 0.33976 | 0.29281
2012-02-11 13:00 | 0.2384 | 0.22801 | 0.18769 | 0.22623 | 0.52119 | 0.52119 | 0.52119 | 0.52119 | 0.28279 | 0.29318 | 0.3335 | 0.29496
2012-02-11 14:00 | 0.23407 | 0.22096 | 0.1786 | 0.22264 | 0.52119 | 0.52119 | 0.52119 | 0.52119 | 0.28712 | 0.30023 | 0.34259 | 0.29855
2012-02-11 15:00 | 0.22609 | 0.19454 | 0.18617 | 0.22188 | 0.52119 | 0.52119 | 0.52119 | 0.52119 | 0.2951 | 0.32665 | 0.33502 | 0.29931
2012-02-11 16:00 | 0.22117 | 0.17777 | 0.18648 | 0.22242 | 0.52119 | 0.52119 | 0.52119 | 0.52119 | 0.30002 | 0.34342 | 0.3347 | 0.29877
2012-02-11 17:00 | 0.21165 | 0.16362 | 0.18031 | 0.21996 | 0.52119 | 0.52119 | 0.52119 | 0.52119 | 0.30954 | 0.35757 | 0.34087 | 0.30122
2012-02-11 18:00 | 0.20716 | 0.15508 | 0.17728 | 0.21558 | 0.52119 | 0.52119 | 0.52119 | 0.52119 | 0.31403 | 0.3661 | 0.34391 | 0.30561
2012-02-11 19:00 | 0.197 | 0.14344 | 0.17929 | 0.2155 | 0.52119 | 0.52119 | 0.52119 | 0.52119 | 0.32418 | 0.37775 | 0.3419 | 0.30569
2012-02-11 20:00 | 0.1951 | 0.13665 | 0.17962 | 0.21837 | 0.52119 | 0.52119 | 0.52119 | 0.52119 | 0.32609 | 0.38453 | 0.34157 | 0.30282
2012-02-11 21:00 | 0.19165 | 0.13239 | 0.18304 | 0.21863 | 0.52119 | 0.52119 | 0.52119 | 0.52119 | 0.32954 | 0.3888 | 0.33815 | 0.30255
2012-02-11 22:00 | 0.18903 | 0.12745 | 0.18343 | 0.21924 | 0.52119 | 0.52119 | 0.52119 | 0.52119 | 0.33216 | 0.39374 | 0.33776 | 0.30195
2012-02-11 23:00 | 0.18829 | 0.11594 | 0.18144 | 0.21889 | 0.52119 | 0.52119 | 0.52119 | 0.52119 | 0.3329 | 0.40525 | 0.33974 | 0.3023
2012-02-12 | 0.17397 | 0.11342 | 0.17483 | 0.22079 | 0.52119 | 0.52119 | 0.52119 | 0.52119 | 0.34722 | 0.40777 | 0.34636 | 0.30039
2012-02-12 01:00 | 0.17447 | 0.10821 | 0.16972 | 0.22239 | 0.52119 | 0.52119 | 0.52119 | 0.52119 | 0.34672 | 0.41298 | 0.35146 | 0.2988
2012-02-12 02:00 | 0.17582 | 0.10722 | 0.16848 | 0.22091 | 0.52119 | 0.52119 | 0.52119 | 0.52119 | 0.34537 | 0.41397 | 0.35271 | 0.30028
2012-02-12 03:00 | 0.17648 | 0.10667 | 0.17021 | 0.22226 | 0.52119 | 0.52119 | 0.52119 | 0.52119 | 0.34471 | 0.41452 | 0.35098 | 0.29893
2012-02-12 04:00 | 0.17753 | 0.11122 | 0.17034 | 0.22177 | 0.52119 | 0.52119 | 0.52119 | 0.52119 | 0.34366 | 0.40997 | 0.35085 | 0.29942
2012-02-12 05:00 | 0.18036 | 0.11411 | 0.18111 | 0.22395 | 0.52119 | 0.52119 | 0.52119 | 0.52119 | 0.34083 | 0.40708 | 0.34008 | 0.29724
2012-02-12 06:00 | 0.19429 | 0.12922 | 0.18672 | 0.22575 | 0.52119 | 0.52119 | 0.52119 | 0.52119 | 0.3269 | 0.39197 | 0.33447 | 0.29544
2012-02-12 07:00 | 0.20949 | 0.16881 | 0.18278 | 0.2258 | 0.52119 | 0.52119 | 0.52119 | 0.52119 | 0.3117 | 0.35238 | 0.33841 | 0.29539
2012-02-12 08:00 | 0.22733 | 0.21501 | 0.1918 | 0.22763 | 0.52119 | 0.52119 | 0.52119 | 0.52119 | 0.29386 | 0.30617 | 0.32939 | 0.29356
2012-02-12 09:00 | 0.23547 | 0.23887 | 0.18689 | 0.22926 | 0.52119 | 0.52119 | 0.52119 | 0.52119 | 0.28572 | 0.28232 | 0.3343 | 0.29192
2012-02-12 10:00 | 0.23987 | 0.23443 | 0.18227 | 0.2286 | 0.52119 | 0.52119 | 0.52119 | 0.52119 | 0.28132 | 0.28676 | 0.33892 | 0.29259
2012-02-12 11:00 | 0.24244 | 0.23228 | 0.18493 | 0.22799 | 0.52119 | 0.52119 | 0.52119 | 0.52119 | 0.27874 | 0.28891 | 0.33626 | 0.2932
2012-02-12 12:00 | 0.24097 | 0.2332 | 0.18437 | 0.227 | 0.52119 | 0.52119 | 0.52119 | 0.52119 | 0.28022 | 0.28799 | 0.33682 | 0.29419
2012-02-12 13:00 | 0.23716 | 0.22178 | 0.18813 | 0.22453 | 0.52119 | 0.52119 | 0.52119 | 0.52119 | 0.28403 | 0.29941 | 0.33306 | 0.29666
2012-02-12 14:00 | 0.23143 | 0.21367 | 0.17794 | 0.2209 | 0.52119 | 0.52119 | 0.52119 | 0.52119 | 0.28975 | 0.30752 | 0.34324 | 0.30029
2012-02-12 15:00 | 0.2248 | 0.18802 | 0.18639 | 0.21998 | 0.52119 | 0.52119 | 0.52119 | 0.52119 | 0.29639 | 0.33317 | 0.33479 | 0.30121
2012-02-12 16:00 | 0.22132 | 0.17087 | 0.18696 | 0.22034 | 0.52119 | 0.52119 | 0.52119 | 0.52119 | 0.29987 | 0.35032 | 0.33423 | 0.30085
2012-02-12 17:00 | 0.21255 | 0.16206 | 0.18335 | 0.21803 | 0.52119 | 0.52119 | 0.52119 | 0.52119 | 0.30864 | 0.35913 | 0.33784 | 0.30315
2012-02-12 18:00 | 0.20672 | 0.15424 | 0.18192 | 0.21343 | 0.52119 | 0.52119 | 0.52119 | 0.52119 | 0.31447 | 0.36695 | 0.33927 | 0.30776
2012-02-12 19:00 | 0.19486 | 0.14258 | 0.17859 | 0.21368 | 0.52119 | 0.52119 | 0.52119 | 0.52119 | 0.32633 | 0.37861 | 0.3426 | 0.30751
2012-02-12 20:00 | 0.1932 | 0.13565 | 0.17896 | 0.21635 | 0.52119 | 0.52119 | 0.52119 | 0.52119 | 0.32798 | 0.38554 | 0.34223 | 0.30484
2012-02-12 21:00 | 0.19226 | 0.13143 | 0.18159 | 0.21673 | 0.52119 | 0.52119 | 0.52119 | 0.52119 | 0.32893 | 0.38976 | 0.3396 | 0.30445
2012-02-12 22:00 | 0.1899 | 0.12627 | 0.18508 | 0.21717 | 0.52119 | 0.52119 | 0.52119 | 0.52119 | 0.33129 | 0.39492 | 0.33611 | 0.30401
2012-02-12 23:00 | 0.18755 | 0.12397 | 0.17864 | 0.21895 | 0.52119 | 0.52119 | 0.52119 | 0.52119 | 0.33363 | 0.39722 | 0.34254 | 0.30223
2012-02-13 | 0.17119 | 0.12128 | 0.17212 | 0.21889 | 0.52119 | 0.52119 | 0.52119 | 0.52119 | 0.35 | 0.39991 | 0.34907 | 0.3023
2012-02-13 01:00 | 0.17312 | 0.11562 | 0.16722 | 0.22066 | 0.52119 | 0.52119 | 0.52119 | 0.52119 | 0.34807 | 0.40557 | 0.35397 | 0.30053
2012-02-13 02:00 | 0.1761 | 0.11269 | 0.16656 | 0.2203 | 0.52119 | 0.52119 | 0.52119 | 0.52119 | 0.34509 | 0.40849 | 0.35463 | 0.30089
2012-02-13 03:00 | 0.17706 | 0.10596 | 0.16811 | 0.22098 | 0.52119 | 0.52119 | 0.52119 | 0.52119 | 0.34413 | 0.41523 | 0.35308 | 0.30021
2012-02-13 04:00 | 0.17842 | 0.11027 | 0.16836 | 0.22108 | 0.52119 | 0.52119 | 0.52119 | 0.52119 | 0.34277 | 0.41092 | 0.35283 | 0.30011
2012-02-13 05:00 | 0.18157 | 0.11403 | 0.17987 | 0.22369 | 0.52119 | 0.52119 | 0.52119 | 0.52119 | 0.33962 | 0.40716 | 0.34131 | 0.2975
2012-02-13 06:00 | 0.1949 | 0.13059 | 0.18616 | 0.22447 | 0.52119 | 0.52119 | 0.52119 | 0.52119 | 0.32628 | 0.39059 | 0.33503 | 0.29672
2012-02-13 07:00 | 0.20989 | 0.16929 | 0.18286 | 0.2249 | 0.52119 | 0.52119 | 0.52119 | 0.52119 | 0.31129 | 0.3519 | 0.33833 | 0.29628
2012-02-13 08:00 | 0.22556 | 0.21599 | 0.1924 | 0.22651 | 0.52119 | 0.52119 | 0.52119 | 0.52119 | 0.29562 | 0.3052 | 0.32879 | 0.29468
2012-02-13 09:00 | 0.23329 | 0.24043 | 0.18989 | 0.22803 | 0.52119 | 0.52119 | 0.52119 | 0.52119 | 0.28789 | 0.28076 | 0.3313 | 0.29316
2012-02-13 10:00 | 0.23603 | 0.23959 | 0.18564 | 0.22818 | 0.52119 | 0.52119 | 0.52119 | 0.52119 | 0.28516 | 0.2816 | 0.33555 | 0.29301
2012-02-13 11:00 | 0.23902 | 0.23785 | 0.18398 | 0.22766 | 0.52119 | 0.52119 | 0.52119 | 0.52119 | 0.28217 | 0.28334 | 0.33721 | 0.29353
2012-02-13 12:00 | 0.23839 | 0.23578 | 0.18408 | 0.22646 | 0.52119 | 0.52119 | 0.52119 | 0.52119 | 0.2828 | 0.28541 | 0.33711 | 0.29472
2012-02-13 13:00 | 0.23572 | 0.22487 | 0.1879 | 0.22405 | 0.52119 | 0.52119 | 0.52119 | 0.52119 | 0.28547 | 0.29632 | 0.33329 | 0.29714
2012-02-13 14:00 | 0.23216 | 0.21803 | 0.17686 | 0.22085 | 0.52119 | 0.52119 | 0.52119 | 0.52119 | 0.28903 | 0.30316 | 0.34433 | 0.30034
2012-02-13 15:00 | 0.22473 | 0.19168 | 0.18462 | 0.21964 | 0.52119 | 0.52119 | 0.52119 | 0.52119 | 0.29645 | 0.32951 | 0.33657 | 0.30155
2012-02-13 16:00 | 0.22091 | 0.17268 | 0.17959 | 0.21951 | 0.52119 | 0.52119 | 0.52119 | 0.52119 | 0.30028 | 0.3485 | 0.3416 | 0.30167
2012-02-13 17:00 | 0.21177 | 0.1621 | 0.17697 | 0.21708 | 0.52119 | 0.52119 | 0.52119 | 0.52119 | 0.30942 | 0.35909 | 0.34422 | 0.30411
2012-02-13 18:00 | 0.2065 | 0.15426 | 0.17712 | 0.21366 | 0.52119 | 0.52119 | 0.52119 | 0.52119 | 0.31469 | 0.36693 | 0.34406 | 0.30753
2012-02-13 19:00 | 0.1947 | 0.14258 | 0.1784 | 0.2137 | 0.52119 | 0.52119 | 0.52119 | 0.52119 | 0.32649 | 0.37861 | 0.34279 | 0.30749
2012-02-13 20:00 | 0.19194 | 0.13557 | 0.17869 | 0.21663 | 0.52119 | 0.52119 | 0.52119 | 0.52119 | 0.32925 | 0.38562 | 0.3425 | 0.30456
2012-02-13 21:00 | 0.19159 | 0.13136 | 0.18183 | 0.21732 | 0.52119 | 0.52119 | 0.52119 | 0.52119 | 0.3296 | 0.38983 | 0.33935 | 0.30387
2012-02-13 22:00 | 0.1892 | 0.12605 | 0.18556 | 0.21832 | 0.52119 | 0.52119 | 0.52119 | 0.52119 | 0.33199 | 0.39514 | 0.33562 | 0.30287
2012-02-13 23:00 | 0.18795 | 0.12095 | 0.17965 | 0.21973 | 0.52119 | 0.52119 | 0.52119 | 0.52119 | 0.33324 | 0.40024 | 0.34154 | 0.30146
2012-02-14 | 0.17598 | 0.10476 | 0.17682 | 0.21596 | 0.52119 | 0.52119 | 0.52119 | 0.52119 | 0.3452 | 0.41643 | 0.34437 | 0.30523
2012-02-14 01:00 | 0.17746 | 0.10377 | 0.17425 | 0.21653 | 0.52119 | 0.52119 | 0.52119 | 0.52119 | 0.34372 | 0.41741 | 0.34694 | 0.30465
2012-02-14 02:00 | 0.1756 | 0.10538 | 0.17615 | 0.218 | 0.52119 | 0.52119 | 0.52119 | 0.52119 | 0.34559 | 0.41581 | 0.34504 | 0.30319
2012-02-14 03:00 | 0.18787 | 0.11357 | 0.18062 | 0.21894 | 0.52119 | 0.52119 | 0.52119 | 0.52119 | 0.33332 | 0.40761 | 0.34057 | 0.30225
2012-02-14 04:00 | 0.20458 | 0.12813 | 0.18147 | 0.22107 | 0.52119 | 0.52119 | 0.52119 | 0.52119 | 0.31661 | 0.39306 | 0.33972 | 0.30012
2012-02-14 05:00 | 0.22882 | 0.14902 | 0.1855 | 0.22609 | 0.52119 | 0.52119 | 0.52119 | 0.52119 | 0.29237 | 0.37217 | 0.33569 | 0.2951
2012-02-14 06:00 | 0.26638 | 0.23387 | 0.19625 | 0.23056 | 0.52119 | 0.52119 | 0.52119 | 0.52119 | 0.25481 | 0.28732 | 0.32494 | 0.29063
2012-02-14 07:00 | 0.28919 | 0.30532 | 0.19487 | 0.23239 | 0.52119 | 0.52119 | 0.52119 | 0.52119 | 0.23199 | 0.21587 | 0.32632 | 0.2888
2012-02-14 08:00 | 0.2952 | 0.329 | 0.19674 | 0.23263 | 0.52119 | 0.52119 | 0.52119 | 0.52119 | 0.22598 | 0.19219 | 0.32444 | 0.28856
2012-02-14 09:00 | 0.29242 | 0.33555 | 0.19984 | 0.2329 | 0.52119 | 0.52119 | 0.52119 | 0.52119 | 0.22877 | 0.18564 | 0.32135 | 0.28829
2012-02-14 10:00 | 0.28925 | 0.33057 | 0.19934 | 0.23378 | 0.52119 | 0.52119 | 0.52119 | 0.52119 | 0.23194 | 0.19062 | 0.32184 | 0.28741
2012-02-14 11:00 | 0.28948 | 0.32328 | 0.20094 | 0.23335 | 0.52119 | 0.52119 | 0.52119 | 0.52119 | 0.23171 | 0.19791 | 0.32025 | 0.28784
2012-02-14 12:00 | 0.28945 | 0.31956 | 0.20052 | 0.23075 | 0.52119 | 0.52119 | 0.52119 | 0.52119 | 0.23174 | 0.20163 | 0.32067 | 0.29044
2012-02-14 13:00 | 0.28891 | 0.31973 | 0.20517 | 0.22996 | 0.52119 | 0.52119 | 0.52119 | 0.52119 | 0.23228 | 0.20146 | 0.31602 | 0.29123
2012-02-14 14:00 | 0.2884 | 0.31448 | 0.20306 | 0.22756 | 0.52119 | 0.52119 | 0.52119 | 0.52119 | 0.23279 | 0.2067 | 0.31813 | 0.29363
2012-02-14 15:00 | 0.28602 | 0.30907 | 0.20196 | 0.22564 | 0.52119 | 0.52119 | 0.52119 | 0.52119 | 0.23517 | 0.21212 | 0.31923 | 0.29555
2012-02-14 16:00 | 0.28343 | 0.30763 | 0.20205 | 0.22422 | 0.52119 | 0.52119 | 0.52119 | 0.52119 | 0.23776 | 0.21356 | 0.31914 | 0.29697
2012-02-14 17:00 | 0.2802 | 0.29115 | 0.20251 | 0.22422 | 0.52119 | 0.52119 | 0.52119 | 0.52119 | 0.24098 | 0.23004 | 0.31868 | 0.29696
2012-02-14 18:00 | 0.24903 | 0.2569 | 0.19942 | 0.22068 | 0.52119 | 0.52119 | 0.52119 | 0.52119 | 0.27216 | 0.26428 | 0.32177 | 0.3005
2012-02-14 19:00 | 0.22658 | 0.2104 | 0.19838 | 0.21854 | 0.52119 | 0.52119 | 0.52119 | 0.52119 | 0.29461 | 0.31078 | 0.32281 | 0.30265
2012-02-14 20:00 | 0.21235 | 0.18854 | 0.19657 | 0.21853 | 0.52119 | 0.52119 | 0.52119 | 0.52119 | 0.30884 | 0.33265 | 0.32462 | 0.30266
2012-02-14 21:00 | 0.20083 | 0.17898 | 0.19384 | 0.2183 | 0.52119 | 0.52119 | 0.52119 | 0.52119 | 0.32035 | 0.34221 | 0.32735 | 0.30289
2012-02-14 22:00 | 0.18883 | 0.14237 | 0.1898 | 0.2153 | 0.52119 | 0.52119 | 0.52119 | 0.52119 | 0.33236 | 0.37882 | 0.33139 | 0.30589
2012-02-14 23:00 | 0.17791 | 0.1119 | 0.18182 | 0.21394 | 0.52119 | 0.52119 | 0.52119 | 0.52119 | 0.34328 | 0.40928 | 0.33937 | 0.30725
2012-02-15 | 0.17605 | 0.10551 | 0.17512 | 0.21585 | 0.52119 | 0.52119 | 0.52119 | 0.52119 | 0.34514 | 0.41567 | 0.34607 | 0.30534
2012-02-15 01:00 | 0.17748 | 0.10388 | 0.173 | 0.21623 | 0.52119 | 0.52119 | 0.52119 | 0.52119 | 0.34371 | 0.41731 | 0.34819 | 0.30496
2012-02-15 02:00 | 0.17437 | 0.10553 | 0.17449 | 0.21742 | 0.52119 | 0.52119 | 0.52119 | 0.52119 | 0.34682 | 0.41565 | 0.3467 | 0.30376
2012-02-15 03:00 | 0.18657 | 0.11375 | 0.17958 | 0.21863 | 0.52119 | 0.52119 | 0.52119 | 0.52119 | 0.33462 | 0.40743 | 0.3416 | 0.30256
2012-02-15 04:00 | 0.20304 | 0.12838 | 0.18094 | 0.22072 | 0.52119 | 0.52119 | 0.52119 | 0.52119 | 0.31815 | 0.3928 | 0.34024 | 0.30047
2012-02-15 05:00 | 0.22693 | 0.14861 | 0.18598 | 0.22563 | 0.52119 | 0.52119 | 0.52119 | 0.52119 | 0.29426 | 0.37258 | 0.33521 | 0.29556
2012-02-15 06:00 | 0.26441 | 0.23423 | 0.19592 | 0.2303 | 0.52119 | 0.52119 | 0.52119 | 0.52119 | 0.25678 | 0.28695 | 0.32527 | 0.29089
2012-02-15 07:00 | 0.28797 | 0.3052 | 0.19488 | 0.23216 | 0.52119 | 0.52119 | 0.52119 | 0.52119 | 0.23322 | 0.21599 | 0.32631 | 0.28902
2012-02-15 08:00 | 0.2976 | 0.32918 | 0.19624 | 0.23203 | 0.52119 | 0.52119 | 0.52119 | 0.52119 | 0.22359 | 0.19201 | 0.32495 | 0.28916
2012-02-15 09:00 | 0.29494 | 0.33231 | 0.2006 | 0.23228 | 0.52119 | 0.52119 | 0.52119 | 0.52119 | 0.22625 | 0.18888 | 0.32059 | 0.28891
2012-02-15 10:00 | 0.29454 | 0.32655 | 0.2026 | 0.23315 | 0.52119 | 0.52119 | 0.52119 | 0.52119 | 0.22664 | 0.19463 | 0.31858 | 0.28804
2012-02-15 11:00 | 0.29313 | 0.32286 | 0.2028 | 0.23334 | 0.52119 | 0.52119 | 0.52119 | 0.52119 | 0.22806 | 0.19833 | 0.31839 | 0.28785
2012-02-15 12:00 | 0.29176 | 0.31903 | 0.20296 | 0.23157 | 0.52119 | 0.52119 | 0.52119 | 0.52119 | 0.22942 | 0.20216 | 0.31823 | 0.28961
2012-02-15 13:00 | 0.29081 | 0.31956 | 0.20559 | 0.23054 | 0.52119 | 0.52119 | 0.52119 | 0.52119 | 0.23038 | 0.20163 | 0.3156 | 0.29065
2012-02-15 14:00 | 0.29033 | 0.31487 | 0.2023 | 0.22812 | 0.52119 | 0.52119 | 0.52119 | 0.52119 | 0.23085 | 0.20632 | 0.31889 | 0.29306
2012-02-15 15:00 | 0.28746 | 0.30949 | 0.20335 | 0.22502 | 0.52119 | 0.52119 | 0.52119 | 0.52119 | 0.23373 | 0.2117 | 0.31783 | 0.29617
2012-02-15 16:00 | 0.28474 | 0.30784 | 0.20407 | 0.22332 | 0.52119 | 0.52119 | 0.52119 | 0.52119 | 0.23645 | 0.21335 | 0.31711 | 0.29787
2012-02-15 17:00 | 0.2811 | 0.29076 | 0.20351 | 0.22273 | 0.52119 | 0.52119 | 0.52119 | 0.52119 | 0.24009 | 0.23043 | 0.31768 | 0.29846
2012-02-15 18:00 | 0.24877 | 0.25871 | 0.1971 | 0.22085 | 0.52119 | 0.52119 | 0.52119 | 0.52119 | 0.27242 | 0.26248 | 0.32409 | 0.30033
2012-02-15 19:00 | 0.22722 | 0.21223 | 0.19447 | 0.21747 | 0.52119 | 0.52119 | 0.52119 | 0.52119 | 0.29396 | 0.30896 | 0.32672 | 0.30372
2012-02-15 20:00 | 0.21259 | 0.18917 | 0.19063 | 0.218 | 0.52119 | 0.52119 | 0.52119 | 0.52119 | 0.30859 | 0.33202 | 0.33055 | 0.30319
2012-02-15 21:00 | 0.20072 | 0.17897 | 0.18643 | 0.21757 | 0.52119 | 0.52119 | 0.52119 | 0.52119 | 0.32047 | 0.34222 | 0.33475 | 0.30362
2012-02-15 22:00 | 0.18904 | 0.14243 | 0.18172 | 0.21462 | 0.52119 | 0.52119 | 0.52119 | 0.52119 | 0.33215 | 0.37876 | 0.33947 | 0.30657
2012-02-15 23:00 | 0.1783 | 0.11211 | 0.17642 | 0.21313 | 0.52119 | 0.52119 | 0.52119 | 0.52119 | 0.34289 | 0.40908 | 0.34476 | 0.30806
2012-02-16 | 0.17652 | 0.10566 | 0.17062 | 0.21722 | 0.52119 | 0.52119 | 0.52119 | 0.52119 | 0.34467 | 0.41553 | 0.35057 | 0.30397
2012-02-16 01:00 | 0.17759 | 0.10381 | 0.16166 | 0.21807 | 0.52119 | 0.52119 | 0.52119 | 0.52119 | 0.34359 | 0.41738 | 0.35953 | 0.30312
2012-02-16 02:00 | 0.17556 | 0.10553 | 0.16467 | 0.21825 | 0.52119 | 0.52119 | 0.52119 | 0.52119 | 0.34563 | 0.41566 | 0.35651 | 0.30294
2012-02-16 03:00 | 0.18775 | 0.11369 | 0.16995 | 0.21877 | 0.52119 | 0.52119 | 0.52119 | 0.52119 | 0.33344 | 0.4075 | 0.35123 | 0.30242
2012-02-16 04:00 | 0.20405 | 0.12829 | 0.17197 | 0.22326 | 0.52119 | 0.52119 | 0.52119 | 0.52119 | 0.31714 | 0.3929 | 0.34921 | 0.29793
2012-02-16 05:00 | 0.22898 | 0.14861 | 0.17664 | 0.22864 | 0.52119 | 0.52119 | 0.52119 | 0.52119 | 0.2922 | 0.37258 | 0.34455 | 0.29254
2012-02-16 06:00 | 0.26814 | 0.2344 | 0.19213 | 0.23183 | 0.52119 | 0.52119 | 0.52119 | 0.52119 | 0.25305 | 0.28679 | 0.32905 | 0.28936
2012-02-16 07:00 | 0.29015 | 0.30611 | 0.18918 | 0.23134 | 0.52119 | 0.52119 | 0.52119 | 0.52119 | 0.23104 | 0.21507 | 0.332 | 0.28985
2012-02-16 08:00 | 0.29626 | 0.32899 | 0.1886 | 0.23087 | 0.52119 | 0.52119 | 0.52119 | 0.52119 | 0.22493 | 0.1922 | 0.33259 | 0.29031
2012-02-16 09:00 | 0.29453 | 0.33377 | 0.18955 | 0.23118 | 0.52119 | 0.52119 | 0.52119 | 0.52119 | 0.22666 | 0.18742 | 0.33164 | 0.29
2012-02-16 10:00 | 0.29172 | 0.3284 | 0.19487 | 0.2322 | 0.52119 | 0.52119 | 0.52119 | 0.52119 | 0.22947 | 0.19279 | 0.32632 | 0.28898
2012-02-16 11:00 | 0.29119 | 0.32151 | 0.1901 | 0.23219 | 0.52119 | 0.52119 | 0.52119 | 0.52119 | 0.23 | 0.19968 | 0.33109 | 0.289
2012-02-16 12:00 | 0.29032 | 0.31835 | 0.19467 | 0.23176 | 0.52119 | 0.52119 | 0.52119 | 0.52119 | 0.23087 | 0.20283 | 0.32652 | 0.28943
2012-02-16 13:00 | 0.28967 | 0.31889 | 0.19119 | 0.23091 | 0.52119 | 0.52119 | 0.52119 | 0.52119 | 0.23152 | 0.2023 | 0.33 | 0.29027
2012-02-16 14:00 | 0.28911 | 0.31511 | 0.19404 | 0.22881 | 0.52119 | 0.52119 | 0.52119 | 0.52119 | 0.23208 | 0.20608 | 0.32715 | 0.29238
2012-02-16 15:00 | 0.28718 | 0.30969 | 0.19462 | 0.22382 | 0.52119 | 0.52119 | 0.52119 | 0.52119 | 0.23401 | 0.2115 | 0.32656 | 0.29737
2012-02-16 16:00 | 0.28436 | 0.30788 | 0.20274 | 0.22264 | 0.52119 | 0.52119 | 0.52119 | 0.52119 | 0.23683 | 0.21331 | 0.31845 | 0.29854
2012-02-16 17:00 | 0.28004 | 0.2908 | 0.20066 | 0.22101 | 0.52119 | 0.52119 | 0.52119 | 0.52119 | 0.24115 | 0.23039 | 0.32052 | 0.30018
2012-02-16 18:00 | 0.2474 | 0.25875 | 0.19087 | 0.22036 | 0.52119 | 0.52119 | 0.52119 | 0.52119 | 0.27378 | 0.26244 | 0.33032 | 0.30083
2012-02-16 19:00 | 0.2265 | 0.21214 | 0.18568 | 0.21575 | 0.52119 | 0.52119 | 0.52119 | 0.52119 | 0.29469 | 0.30905 | 0.33551 | 0.30544
2012-02-16 20:00 | 0.21178 | 0.18819 | 0.18242 | 0.21799 | 0.52119 | 0.52119 | 0.52119 | 0.52119 | 0.30941 | 0.333 | 0.33877 | 0.3032
2012-02-16 21:00 | 0.20055 | 0.17837 | 0.17992 | 0.21785 | 0.52119 | 0.52119 | 0.52119 | 0.52119 | 0.32064 | 0.34282 | 0.34127 | 0.30334
2012-02-16 22:00 | 0.18903 | 0.14181 | 0.1756 | 0.21523 | 0.52119 | 0.52119 | 0.52119 | 0.52119 | 0.33216 | 0.37937 | 0.34559 | 0.30596
2012-02-16 23:00 | 0.17823 | 0.11181 | 0.17041 | 0.21368 | 0.52119 | 0.52119 | 0.52119 | 0.52119 | 0.34296 | 0.40937 | 0.35078 | 0.30751
2012-02-17 | 0.17636 | 0.10523 | 0.16724 | 0.21784 | 0.52119 | 0.52119 | 0.52119 | 0.52119 | 0.34482 | 0.41596 | 0.35395 | 0.30335
2012-02-17 01:00 | 0.17749 | 0.1038 | 0.16253 | 0.21886 | 0.52119 | 0.52119 | 0.52119 | 0.52119 | 0.3437 | 0.41738 | 0.35866 | 0.30233
2012-02-17 02:00 | 0.17502 | 0.1055 | 0.16476 | 0.21758 | 0.52119 | 0.52119 | 0.52119 | 0.52119 | 0.34617 | 0.41568 | 0.35642 | 0.30361
2012-02-17 03:00 | 0.18736 | 0.11368 | 0.17075 | 0.21793 | 0.52119 | 0.52119 | 0.52119 | 0.52119 | 0.33383 | 0.4075 | 0.35044 | 0.30326
2012-02-17 04:00 | 0.20336 | 0.12831 | 0.17429 | 0.21953 | 0.52119 | 0.52119 | 0.52119 | 0.52119 | 0.31783 | 0.39288 | 0.3469 | 0.30166
2012-02-17 05:00 | 0.22796 | 0.14868 | 0.17807 | 0.22408 | 0.52119 | 0.52119 | 0.52119 | 0.52119 | 0.29322 | 0.37251 | 0.34311 | 0.29711
2012-02-17 06:00 | 0.26648 | 0.23479 | 0.1999 | 0.23111 | 0.52119 | 0.52119 | 0.52119 | 0.52119 | 0.25471 | 0.2864 | 0.32129 | 0.29007
2012-02-17 07:00 | 0.28854 | 0.30587 | 0.19899 | 0.23004 | 0.52119 | 0.52119 | 0.52119 | 0.52119 | 0.23265 | 0.21532 | 0.3222 | 0.29115
2012-02-17 08:00 | 0.29641 | 0.32765 | 0.19055 | 0.2296 | 0.52119 | 0.52119 | 0.52119 | 0.52119 | 0.22478 | 0.19354 | 0.33064 | 0.29158
2012-02-17 09:00 | 0.29479 | 0.3323 | 0.19362 | 0.23029 | 0.52119 | 0.52119 | 0.52119 | 0.52119 | 0.2264 | 0.18889 | 0.32757 | 0.2909
2012-02-17 10:00 | 0.29401 | 0.32637 | 0.199 | 0.23024 | 0.52119 | 0.52119 | 0.52119 | 0.52119 | 0.22718 | 0.19481 | 0.32219 | 0.29095
2012-02-17 11:00 | 0.29318 | 0.3216 | 0.19032 | 0.22961 | 0.52119 | 0.52119 | 0.52119 | 0.52119 | 0.228 | 0.19958 | 0.33087 | 0.29158
2012-02-17 12:00 | 0.29154 | 0.31786 | 0.19571 | 0.23084 | 0.52119 | 0.52119 | 0.52119 | 0.52119 | 0.22965 | 0.20333 | 0.32548 | 0.29035
2012-02-17 13:00 | 0.29069 | 0.3184 | 0.19088 | 0.2308 | 0.52119 | 0.52119 | 0.52119 | 0.52119 | 0.2305 | 0.20279 | 0.33031 | 0.29039
2012-02-17 14:00 | 0.29064 | 0.31496 | 0.18855 | 0.2289 | 0.52119 | 0.52119 | 0.52119 | 0.52119 | 0.23055 | 0.20623 | 0.33264 | 0.29229
2012-02-17 15:00 | 0.28827 | 0.3095 | 0.18703 | 0.22306 | 0.52119 | 0.52119 | 0.52119 | 0.52119 | 0.23292 | 0.21169 | 0.33416 | 0.29813
2012-02-17 16:00 | 0.28535 | 0.30754 | 0.19949 | 0.2218 | 0.52119 | 0.52119 | 0.52119 | 0.52119 | 0.23584 | 0.21365 | 0.3217 | 0.29939
2012-02-17 17:00 | 0.28077 | 0.29043 | 0.19808 | 0.21993 | 0.52119 | 0.52119 | 0.52119 | 0.52119 | 0.24042 | 0.23076 | 0.32311 | 0.30126
2012-02-17 18:00 | 0.24868 | 0.2588 | 0.18794 | 0.21961 | 0.52119 | 0.52119 | 0.52119 | 0.52119 | 0.2725 | 0.26239 | 0.33325 | 0.30158
2012-02-17 19:00 | 0.22755 | 0.21232 | 0.18594 | 0.21557 | 0.52119 | 0.52119 | 0.52119 | 0.52119 | 0.29364 | 0.30887 | 0.33525 | 0.30562
2012-02-17 20:00 | 0.2127 | 0.18879 | 0.18263 | 0.21813 | 0.52119 | 0.52119 | 0.52119 | 0.52119 | 0.30849 | 0.3324 | 0.33856 | 0.30305
2012-02-17 21:00 | 0.20059 | 0.17871 | 0.18013 | 0.21785 | 0.52119 | 0.52119 | 0.52119 | 0.52119 | 0.3206 | 0.34248 | 0.34106 | 0.30334
2012-02-17 22:00 | 0.18899 | 0.14223 | 0.17577 | 0.21527 | 0.52119 | 0.52119 | 0.52119 | 0.52119 | 0.3322 | 0.37895 | 0.34542 | 0.30592
2012-02-17 23:00 | 0.17833 | 0.11189 | 0.17067 | 0.2136 | 0.52119 | 0.52119 | 0.52119 | 0.52119 | 0.34286 | 0.4093 | 0.35052 | 0.30758
2012-02-18 | 0.17425 | 0.11262 | 0.17333 | 0.20692 | 0.52119 | 0.52119 | 0.52119 | 0.52119 | 0.34694 | 0.40857 | 0.34786 | 0.31427
2012-02-18 01:00 | 0.17512 | 0.10798 | 0.16992 | 0.21517 | 0.52119 | 0.52119 | 0.52119 | 0.52119 | 0.34607 | 0.41321 | 0.35127 | 0.30602
2012-02-18 02:00 | 0.17644 | 0.10761 | 0.16995 | 0.21737 | 0.52119 | 0.52119 | 0.52119 | 0.52119 | 0.34475 | 0.41358 | 0.35123 | 0.30381
2012-02-18 03:00 | 0.17712 | 0.10659 | 0.17266 | 0.21115 | 0.52119 | 0.52119 | 0.52119 | 0.52119 | 0.34406 | 0.41459 | 0.34852 | 0.31004
2012-02-18 04:00 | 0.17865 | 0.1114 | 0.17301 | 0.21831 | 0.52119 | 0.52119 | 0.52119 | 0.52119 | 0.34254 | 0.40979 | 0.34818 | 0.30287
2012-02-18 05:00 | 0.18207 | 0.11449 | 0.19065 | 0.21916 | 0.52119 | 0.52119 | 0.52119 | 0.52119 | 0.33911 | 0.4067 | 0.33053 | 0.30203
2012-02-18 06:00 | 0.19604 | 0.12994 | 0.19543 | 0.22114 | 0.52119 | 0.52119 | 0.52119 | 0.52119 | 0.32515 | 0.39125 | 0.32576 | 0.30004
2012-02-18 07:00 | 0.20984 | 0.16596 | 0.19502 | 0.2236 | 0.52119 | 0.52119 | 0.52119 | 0.52119 | 0.31135 | 0.35523 | 0.32617 | 0.29759
2012-02-18 08:00 | 0.22632 | 0.21421 | 0.20628 | 0.22558 | 0.52119 | 0.52119 | 0.52119 | 0.52119 | 0.29487 | 0.30698 | 0.31491 | 0.29561
2012-02-18 09:00 | 0.23756 | 0.23841 | 0.19162 | 0.22622 | 0.52119 | 0.52119 | 0.52119 | 0.52119 | 0.28363 | 0.28278 | 0.32957 | 0.29496
2012-02-18 10:00 | 0.24289 | 0.24097 | 0.19009 | 0.22838 | 0.52119 | 0.52119 | 0.52119 | 0.52119 | 0.2783 | 0.28022 | 0.3311 | 0.29281
2012-02-18 11:00 | 0.24471 | 0.24321 | 0.18874 | 0.22924 | 0.52119 | 0.52119 | 0.52119 | 0.52119 | 0.27648 | 0.27797 | 0.33245 | 0.29195
2012-02-18 12:00 | 0.24499 | 0.23915 | 0.18437 | 0.22787 | 0.52119 | 0.52119 | 0.52119 | 0.52119 | 0.2762 | 0.28204 | 0.33682 | 0.29332
2012-02-18 13:00 | 0.24135 | 0.2277 | 0.17712 | 0.22562 | 0.52119 | 0.52119 | 0.52119 | 0.52119 | 0.27983 | 0.29349 | 0.34407 | 0.29557
2012-02-18 14:00 | 0.23463 | 0.22067 | 0.17985 | 0.22216 | 0.52119 | 0.52119 | 0.52119 | 0.52119 | 0.28656 | 0.30052 | 0.34134 | 0.29903
2012-02-18 15:00 | 0.22676 | 0.19421 | 0.17905 | 0.22063 | 0.52119 | 0.52119 | 0.52119 | 0.52119 | 0.29443 | 0.32698 | 0.34214 | 0.30056
2012-02-18 16:00 | 0.22138 | 0.17767 | 0.17947 | 0.22043 | 0.52119 | 0.52119 | 0.52119 | 0.52119 | 0.29981 | 0.34352 | 0.34172 | 0.30076
2012-02-18 17:00 | 0.21204 | 0.16372 | 0.17591 | 0.21829 | 0.52119 | 0.52119 | 0.52119 | 0.52119 | 0.30914 | 0.35747 | 0.34528 | 0.3029
2012-02-18 18:00 | 0.20718 | 0.15566 | 0.17329 | 0.21515 | 0.52119 | 0.52119 | 0.52119 | 0.52119 | 0.31401 | 0.36553 | 0.3479 | 0.30603
2012-02-18 19:00 | 0.19686 | 0.14421 | 0.18164 | 0.21551 | 0.52119 | 0.52119 | 0.52119 | 0.52119 | 0.32432 | 0.37698 | 0.33954 | 0.30568
2012-02-18 20:00 | 0.19491 | 0.13691 | 0.18158 | 0.21692 | 0.52119 | 0.52119 | 0.52119 | 0.52119 | 0.32628 | 0.38428 | 0.33961 | 0.30426
2012-02-18 21:00 | 0.1915 | 0.1326 | 0.18441 | 0.21527 | 0.52119 | 0.52119 | 0.52119 | 0.52119 | 0.32968 | 0.38859 | 0.33678 | 0.30592
2012-02-18 22:00 | 0.18903 | 0.12733 | 0.1823 | 0.21411 | 0.52119 | 0.52119 | 0.52119 | 0.52119 | 0.33216 | 0.39386 | 0.33888 | 0.30708
2012-02-18 23:00 | 0.18834 | 0.11923 | 0.18013 | 0.21536 | 0.52119 | 0.52119 | 0.52119 | 0.52119 | 0.33285 | 0.40196 | 0.34106 | 0.30583
2012-02-19 | 0.17455 | 0.11565 | 0.17256 | 0.21265 | 0.52119 | 0.52119 | 0.52119 | 0.52119 | 0.34663 | 0.40554 | 0.34863 | 0.30854
2012-02-19 01:00 | 0.17517 | 0.10999 | 0.16836 | 0.21668 | 0.52119 | 0.52119 | 0.52119 | 0.52119 | 0.34602 | 0.41119 | 0.35283 | 0.30451
2012-02-19 02:00 | 0.17661 | 0.1099 | 0.16837 | 0.21771 | 0.52119 | 0.52119 | 0.52119 | 0.52119 | 0.34458 | 0.41129 | 0.35282 | 0.30348
2012-02-19 03:00 | 0.17716 | 0.10678 | 0.17041 | 0.21517 | 0.52119 | 0.52119 | 0.52119 | 0.52119 | 0.34402 | 0.41441 | 0.35078 | 0.30602
2012-02-19 04:00 | 0.17881 | 0.11156 | 0.17066 | 0.2188 | 0.52119 | 0.52119 | 0.52119 | 0.52119 | 0.34238 | 0.40963 | 0.35053 | 0.30239
2012-02-19 05:00 | 0.18224 | 0.11469 | 0.18515 | 0.22047 | 0.52119 | 0.52119 | 0.52119 | 0.52119 | 0.33895 | 0.4065 | 0.33604 | 0.30072
2012-02-19 06:00 | 0.19627 | 0.13013 | 0.19003 | 0.22252 | 0.52119 | 0.52119 | 0.52119 | 0.52119 | 0.32492 | 0.39106 | 0.33116 | 0.29867
2012-02-19 07:00 | 0.2099 | 0.16631 | 0.1883 | 0.22416 | 0.52119 | 0.52119 | 0.52119 | 0.52119 | 0.31129 | 0.35488 | 0.33289 | 0.29703
2012-02-19 08:00 | 0.22628 | 0.21493 | 0.19858 | 0.22613 | 0.52119 | 0.52119 | 0.52119 | 0.52119 | 0.29491 | 0.30626 | 0.3226 | 0.29506
2012-02-19 09:00 | 0.23775 | 0.23798 | 0.19079 | 0.22819 | 0.52119 | 0.52119 | 0.52119 | 0.52119 | 0.28344 | 0.28321 | 0.3304 | 0.293
2012-02-19 10:00 | 0.24277 | 0.2392 | 0.18895 | 0.22849 | 0.52119 | 0.52119 | 0.52119 | 0.52119 | 0.27842 | 0.28198 | 0.33224 | 0.2927
2012-02-19 11:00 | 0.24419 | 0.24198 | 0.18879 | 0.22962 | 0.52119 | 0.52119 | 0.52119 | 0.52119 | 0.277 | 0.2792 | 0.3324 | 0.29156
2012-02-19 12:00 | 0.24446 | 0.23746 | 0.18381 | 0.22848 | 0.52119 | 0.52119 | 0.52119 | 0.52119 | 0.27673 | 0.28373 | 0.33738 | 0.29271
2012-02-19 13:00 | 0.24047 | 0.22627 | 0.18842 | 0.22635 | 0.52119 | 0.52119 | 0.52119 | 0.52119 | 0.28072 | 0.29492 | 0.33277 | 0.29483
2012-02-19 14:00 | 0.23464 | 0.21948 | 0.18 | 0.22281 | 0.52119 | 0.52119 | 0.52119 | 0.52119 | 0.28655 | 0.30171 | 0.34119 | 0.29838
2012-02-19 15:00 | 0.22694 | 0.19318 | 0.18447 | 0.22145 | 0.52119 | 0.52119 | 0.52119 | 0.52119 | 0.29424 | 0.32801 | 0.33672 | 0.29974
2012-02-19 16:00 | 0.22171 | 0.17733 | 0.17964 | 0.22177 | 0.52119 | 0.52119 | 0.52119 | 0.52119 | 0.29948 | 0.34386 | 0.34155 | 0.29942
2012-02-19 17:00 | 0.21239 | 0.16387 | 0.18073 | 0.22006 | 0.52119 | 0.52119 | 0.52119 | 0.52119 | 0.30879 | 0.35731 | 0.34046 | 0.30113
2012-02-19 18:00 | 0.20738 | 0.15583 | 0.17602 | 0.21604 | 0.52119 | 0.52119 | 0.52119 | 0.52119 | 0.31381 | 0.36536 | 0.34517 | 0.30515
2012-02-19 19:00 | 0.19753 | 0.14443 | 0.1831 | 0.21629 | 0.52119 | 0.52119 | 0.52119 | 0.52119 | 0.32366 | 0.37675 | 0.33809 | 0.3049
2012-02-19 20:00 | 0.19609 | 0.13727 | 0.18316 | 0.21834 | 0.52119 | 0.52119 | 0.52119 | 0.52119 | 0.3251 | 0.38392 | 0.33803 | 0.30285
2012-02-19 21:00 | 0.19162 | 0.13288 | 0.18577 | 0.21727 | 0.52119 | 0.52119 | 0.52119 | 0.52119 | 0.32957 | 0.38831 | 0.33542 | 0.30392
2012-02-19 22:00 | 0.18897 | 0.12758 | 0.18327 | 0.21836 | 0.52119 | 0.52119 | 0.52119 | 0.52119 | 0.33221 | 0.39361 | 0.33792 | 0.30283
2012-02-19 23:00 | 0.18815 | 0.1148 | 0.18161 | 0.22044 | 0.52119 | 0.52119 | 0.52119 | 0.52119 | 0.33304 | 0.40639 | 0.33958 | 0.30074
2012-02-20 | 0.17424 | 0.11119 | 0.17312 | 0.21738 | 0.52119 | 0.52119 | 0.52119 | 0.52119 | 0.34695 | 0.41 | 0.34807 | 0.30381
2012-02-20 01:00 | 0.1736 | 0.10604 | 0.16847 | 0.21759 | 0.52119 | 0.52119 | 0.52119 | 0.52119 | 0.34758 | 0.41514 | 0.35272 | 0.3036
2012-02-20 02:00 | 0.17562 | 0.10527 | 0.16879 | 0.21942 | 0.52119 | 0.52119 | 0.52119 | 0.52119 | 0.34556 | 0.41592 | 0.3524 | 0.30176
2012-02-20 03:00 | 0.17653 | 0.10723 | 0.17002 | 0.21888 | 0.52119 | 0.52119 | 0.52119 | 0.52119 | 0.34466 | 0.41396 | 0.35117 | 0.30231
2012-02-20 04:00 | 0.17791 | 0.11198 | 0.17326 | 0.21999 | 0.52119 | 0.52119 | 0.52119 | 0.52119 | 0.34328 | 0.40921 | 0.34793 | 0.3012
2012-02-20 05:00 | 0.18156 | 0.11511 | 0.18318 | 0.22179 | 0.52119 | 0.52119 | 0.52119 | 0.52119 | 0.33962 | 0.40608 | 0.33801 | 0.2994
2012-02-20 06:00 | 0.19556 | 0.13044 | 0.18934 | 0.22294 | 0.52119 | 0.52119 | 0.52119 | 0.52119 | 0.32563 | 0.39074 | 0.33185 | 0.29824
2012-02-20 07:00 | 0.20961 | 0.16652 | 0.18768 | 0.22438 | 0.52119 | 0.52119 | 0.52119 | 0.52119 | 0.31158 | 0.35467 | 0.33351 | 0.2968
2012-02-20 08:00 | 0.22701 | 0.21513 | 0.19888 | 0.22676 | 0.52119 | 0.52119 | 0.52119 | 0.52119 | 0.29418 | 0.30606 | 0.3223 | 0.29443
2012-02-20 09:00 | 0.23777 | 0.23843 | 0.19117 | 0.22898 | 0.52119 | 0.52119 | 0.52119 | 0.52119 | 0.28342 | 0.28276 | 0.33002 | 0.29221
2012-02-20 10:00 | 0.24319 | 0.24006 | 0.18927 | 0.22862 | 0.52119 | 0.52119 | 0.52119 | 0.52119 | 0.278 | 0.28113 | 0.33192 | 0.29257
2012-02-20 11:00 | 0.24494 | 0.24303 | 0.18904 | 0.22925 | 0.52119 | 0.52119 | 0.52119 | 0.52119 | 0.27625 | 0.27816 | 0.33215 | 0.29194
2012-02-20 12:00 | 0.24508 | 0.23919 | 0.18546 | 0.22786 | 0.52119 | 0.52119 | 0.52119 | 0.52119 | 0.27611 | 0.282 | 0.33572 | 0.29333
2012-02-20 13:00 | 0.24154 | 0.2286 | 0.18129 | 0.22536 | 0.52119 | 0.52119 | 0.52119 | 0.52119 | 0.27965 | 0.29259 | 0.3399 | 0.29583
2012-02-20 14:00 | 0.23442 | 0.22164 | 0.18122 | 0.22181 | 0.52119 | 0.52119 | 0.52119 | 0.52119 | 0.28677 | 0.29955 | 0.33997 | 0.29938
2012-02-20 15:00 | 0.2267 | 0.19483 | 0.18131 | 0.22038 | 0.52119 | 0.52119 | 0.52119 | 0.52119 | 0.29449 | 0.32635 | 0.33987 | 0.30081
2012-02-20 16:00 | 0.22144 | 0.17773 | 0.17923 | 0.2208 | 0.52119 | 0.52119 | 0.52119 | 0.52119 | 0.29974 | 0.34346 | 0.34196 | 0.30039
2012-02-20 17:00 | 0.21195 | 0.16391 | 0.17509 | 0.21859 | 0.52119 | 0.52119 | 0.52119 | 0.52119 | 0.30924 | 0.35727 | 0.34609 | 0.3026
2012-02-20 18:00 | 0.20735 | 0.15572 | 0.17323 | 0.21512 | 0.52119 | 0.52119 | 0.52119 | 0.52119 | 0.31384 | 0.36547 | 0.34796 | 0.30606
2012-02-20 19:00 | 0.1969 | 0.14436 | 0.18133 | 0.21531 | 0.52119 | 0.52119 | 0.52119 | 0.52119 | 0.32429 | 0.37683 | 0.33985 | 0.30587
2012-02-20 20:00 | 0.19437 | 0.1371 | 0.18112 | 0.2173 | 0.52119 | 0.52119 | 0.52119 | 0.52119 | 0.32682 | 0.38409 | 0.34007 | 0.30389
2012-02-20 21:00 | 0.19148 | 0.13273 | 0.18431 | 0.2169 | 0.52119 | 0.52119 | 0.52119 | 0.52119 | 0.32971 | 0.38846 | 0.33688 | 0.30429
2012-02-20 22:00 | 0.18916 | 0.12745 | 0.18167 | 0.21725 | 0.52119 | 0.52119 | 0.52119 | 0.52119 | 0.33203 | 0.39374 | 0.33952 | 0.30394
2012-02-20 23:00 | 0.18847 | 0.12196 | 0.18048 | 0.21938 | 0.52119 | 0.52119 | 0.52119 | 0.52119 | 0.33272 | 0.39922 | 0.3407 | 0.30181
2012-02-21 | 0.17645 | 0.10579 | 0.17284 | 0.21685 | 0.52119 | 0.52119 | 0.52119 | 0.52119 | 0.34474 | 0.4154 | 0.34834 | 0.30434
2012-02-21 01:00 | 0.17759 | 0.10385 | 0.16893 | 0.2177 | 0.52119 | 0.52119 | 0.52119 | 0.52119 | 0.3436 | 0.41734 | 0.35226 | 0.30349
2012-02-21 02:00 | 0.17623 | 0.10554 | 0.17084 | 0.21868 | 0.52119 | 0.52119 | 0.52119 | 0.52119 | 0.34496 | 0.41565 | 0.35034 | 0.30251
2012-02-21 03:00 | 0.18802 | 0.1137 | 0.17604 | 0.21977 | 0.52119 | 0.52119 | 0.52119 | 0.52119 | 0.33317 | 0.40749 | 0.34514 | 0.30142
2012-02-21 04:00 | 0.20492 | 0.12818 | 0.18044 | 0.22287 | 0.52119 | 0.52119 | 0.52119 | 0.52119 | 0.31626 | 0.393 | 0.34075 | 0.29832
2012-02-21 05:00 | 0.2297 | 0.14858 | 0.18348 | 0.22784 | 0.52119 | 0.52119 | 0.52119 | 0.52119 | 0.29149 | 0.37261 | 0.33771 | 0.29335
2012-02-21 06:00 | 0.26913 | 0.23453 | 0.19542 | 0.23203 | 0.52119 | 0.52119 | 0.52119 | 0.52119 | 0.25205 | 0.28665 | 0.32577 | 0.28916
2012-02-21 07:00 | 0.29196 | 0.30622 | 0.19422 | 0.23285 | 0.52119 | 0.52119 | 0.52119 | 0.52119 | 0.22923 | 0.21496 | 0.32697 | 0.28834
2012-02-21 08:00 | 0.29736 | 0.32908 | 0.19391 | 0.23268 | 0.52119 | 0.52119 | 0.52119 | 0.52119 | 0.22382 | 0.1921 | 0.32728 | 0.28851
2012-02-21 09:00 | 0.29403 | 0.33341 | 0.19879 | 0.23261 | 0.52119 | 0.52119 | 0.52119 | 0.52119 | 0.22715 | 0.18778 | 0.3224 | 0.28857
2012-02-21 10:00 | 0.28901 | 0.32906 | 0.20237 | 0.23359 | 0.52119 | 0.52119 | 0.52119 | 0.52119 | 0.23218 | 0.19213 | 0.31882 | 0.2876
2012-02-21 11:00 | 0.28793 | 0.32247 | 0.20167 | 0.23352 | 0.52119 | 0.52119 | 0.52119 | 0.52119 | 0.23326 | 0.19872 | 0.31952 | 0.28767
2012-02-21 12:00 | 0.28713 | 0.31894 | 0.20235 | 0.23167 | 0.52119 | 0.52119 | 0.52119 | 0.52119 | 0.23406 | 0.20224 | 0.31884 | 0.28952
2012-02-21 13:00 | 0.28719 | 0.31929 | 0.20308 | 0.23076 | 0.52119 | 0.52119 | 0.52119 | 0.52119 | 0.234 | 0.2019 | 0.31811 | 0.29043
2012-02-21 14:00 | 0.28582 | 0.31495 | 0.20095 | 0.22842 | 0.52119 | 0.52119 | 0.52119 | 0.52119 | 0.23537 | 0.20624 | 0.32023 | 0.29277
2012-02-21 15:00 | 0.28295 | 0.30954 | 0.20244 | 0.22488 | 0.52119 | 0.52119 | 0.52119 | 0.52119 | 0.23823 | 0.21165 | 0.31875 | 0.29631
2012-02-21 16:00 | 0.28035 | 0.30779 | 0.20465 | 0.22282 | 0.52119 | 0.52119 | 0.52119 | 0.52119 | 0.24084 | 0.2134 | 0.31654 | 0.29837
2012-02-21 17:00 | 0.27735 | 0.29145 | 0.20321 | 0.22223 | 0.52119 | 0.52119 | 0.52119 | 0.52119 | 0.24383 | 0.22974 | 0.31798 | 0.29895
2012-02-21 18:00 | 0.24542 | 0.25813 | 0.19562 | 0.22085 | 0.52119 | 0.52119 | 0.52119 | 0.52119 | 0.27577 | 0.26306 | 0.32557 | 0.30033
2012-02-21 19:00 | 0.22403 | 0.21162 | 0.19104 | 0.21699 | 0.52119 | 0.52119 | 0.52119 | 0.52119 | 0.29716 | 0.30957 | 0.33015 | 0.30419
2012-02-21 20:00 | 0.20897 | 0.18815 | 0.18629 | 0.21813 | 0.52119 | 0.52119 | 0.52119 | 0.52119 | 0.31222 | 0.33304 | 0.33489 | 0.30306
2012-02-21 21:00 | 0.20046 | 0.17793 | 0.18057 | 0.2177 | 0.52119 | 0.52119 | 0.52119 | 0.52119 | 0.32073 | 0.34326 | 0.34062 | 0.30349
2012-02-21 22:00 | 0.18897 | 0.14145 | 0.17622 | 0.21472 | 0.52119 | 0.52119 | 0.52119 | 0.52119 | 0.33222 | 0.37974 | 0.34497 | 0.30647
2012-02-21 23:00 | 0.178 | 0.11112 | 0.17068 | 0.21312 | 0.52119 | 0.52119 | 0.52119 | 0.52119 | 0.34319 | 0.41007 | 0.35051 | 0.30807
2012-02-22 | 0.17629 | 0.10468 | 0.16934 | 0.217 | 0.52119 | 0.52119 | 0.52119 | 0.52119 | 0.3449 | 0.41651 | 0.35184 | 0.30419
2012-02-22 01:00 | 0.17734 | 0.10381 | 0.16234 | 0.21805 | 0.52119 | 0.52119 | 0.52119 | 0.52119 | 0.34385 | 0.41737 | 0.35885 | 0.30314
2012-02-22 02:00 | 0.17558 | 0.10541 | 0.1651 | 0.21746 | 0.52119 | 0.52119 | 0.52119 | 0.52119 | 0.34561 | 0.41578 | 0.35609 | 0.30373
2012-02-22 03:00 | 0.18776 | 0.11362 | 0.17021 | 0.21804 | 0.52119 | 0.52119 | 0.52119 | 0.52119 | 0.33343 | 0.40757 | 0.35098 | 0.30315
2012-02-22 04:00 | 0.20393 | 0.12821 | 0.17196 | 0.22215 | 0.52119 | 0.52119 | 0.52119 | 0.52119 | 0.31726 | 0.39298 | 0.34923 | 0.29904
2012-02-22 05:00 | 0.22852 | 0.14908 | 0.17672 | 0.22715 | 0.52119 | 0.52119 | 0.52119 | 0.52119 | 0.29267 | 0.37211 | 0.34447 | 0.29404
2012-02-22 06:00 | 0.26673 | 0.23418 | 0.1956 | 0.23074 | 0.52119 | 0.52119 | 0.52119 | 0.52119 | 0.25446 | 0.28701 | 0.32559 | 0.29045
2012-02-22 07:00 | 0.28861 | 0.30561 | 0.18984 | 0.22952 | 0.52119 | 0.52119 | 0.52119 | 0.52119 | 0.23257 | 0.21558 | 0.33135 | 0.29167
2012-02-22 08:00 | 0.29569 | 0.32901 | 0.18716 | 0.22959 | 0.52119 | 0.52119 | 0.52119 | 0.52119 | 0.2255 | 0.19218 | 0.33403 | 0.2916
2012-02-22 09:00 | 0.29393 | 0.33346 | 0.19004 | 0.22979 | 0.52119 | 0.52119 | 0.52119 | 0.52119 | 0.22725 | 0.18773 | 0.33115 | 0.2914
2012-02-22 10:00 | 0.29378 | 0.32706 | 0.20141 | 0.23215 | 0.52119 | 0.52119 | 0.52119 | 0.52119 | 0.22741 | 0.19413 | 0.31977 | 0.28904
2012-02-22 11:00 | 0.29265 | 0.32309 | 0.20095 | 0.23256 | 0.52119 | 0.52119 | 0.52119 | 0.52119 | 0.22854 | 0.19809 | 0.32024 | 0.28863
2012-02-22 12:00 | 0.29128 | 0.31922 | 0.20281 | 0.23137 | 0.52119 | 0.52119 | 0.52119 | 0.52119 | 0.22991 | 0.20197 | 0.31838 | 0.28981
2012-02-22 13:00 | 0.29026 | 0.31938 | 0.20488 | 0.2307 | 0.52119 | 0.52119 | 0.52119 | 0.52119 | 0.23093 | 0.20181 | 0.3163 | 0.29049
2012-02-22 14:00 | 0.29021 | 0.31482 | 0.20251 | 0.22836 | 0.52119 | 0.52119 | 0.52119 | 0.52119 | 0.23097 | 0.20637 | 0.31868 | 0.29283
2012-02-22 15:00 | 0.28781 | 0.30938 | 0.20326 | 0.2255 | 0.52119 | 0.52119 | 0.52119 | 0.52119 | 0.23338 | 0.21181 | 0.31793 | 0.29569
2012-02-22 16:00 | 0.28529 | 0.30776 | 0.20436 | 0.22392 | 0.52119 | 0.52119 | 0.52119 | 0.52119 | 0.2359 | 0.21343 | 0.31683 | 0.29727
2012-02-22 17:00 | 0.28133 | 0.29065 | 0.20349 | 0.22301 | 0.52119 | 0.52119 | 0.52119 | 0.52119 | 0.23986 | 0.23054 | 0.31769 | 0.29818
2012-02-22 18:00 | 0.24942 | 0.25886 | 0.19921 | 0.22106 | 0.52119 | 0.52119 | 0.52119 | 0.52119 | 0.27176 | 0.26233 | 0.32198 | 0.30013
2012-02-22 19:00 | 0.22763 | 0.21252 | 0.19775 | 0.21845 | 0.52119 | 0.52119 | 0.52119 | 0.52119 | 0.29356 | 0.30867 | 0.32344 | 0.30274
2012-02-22 20:00 | 0.21278 | 0.18926 | 0.19565 | 0.21857 | 0.52119 | 0.52119 | 0.52119 | 0.52119 | 0.3084 | 0.33193 | 0.32554 | 0.30262
2012-02-22 21:00 | 0.20069 | 0.17901 | 0.19215 | 0.21812 | 0.52119 | 0.52119 | 0.52119 | 0.52119 | 0.3205 | 0.34217 | 0.32904 | 0.30307
2012-02-22 22:00 | 0.18897 | 0.14243 | 0.18594 | 0.21492 | 0.52119 | 0.52119 | 0.52119 | 0.52119 | 0.33222 | 0.37876 | 0.33525 | 0.30627
2012-02-22 23:00 | 0.17843 | 0.11211 | 0.18237 | 0.21373 | 0.52119 | 0.52119 | 0.52119 | 0.52119 | 0.34276 | 0.40908 | 0.33882 | 0.30745
2012-02-23 | 0.17663 | 0.10559 | 0.1749 | 0.21709 | 0.52119 | 0.52119 | 0.52119 | 0.52119 | 0.34456 | 0.4156 | 0.34629 | 0.3041
2012-02-23 01:00 | 0.17777 | 0.10373 | 0.17247 | 0.21758 | 0.52119 | 0.52119 | 0.52119 | 0.52119 | 0.34341 | 0.41746 | 0.34872 | 0.30361
2012-02-23 02:00 | 0.17478 | 0.10548 | 0.17481 | 0.21912 | 0.52119 | 0.52119 | 0.52119 | 0.52119 | 0.3464 | 0.41571 | 0.34638 | 0.30207
2012-02-23 03:00 | 0.18718 | 0.11365 | 0.18002 | 0.2204 | 0.52119 | 0.52119 | 0.52119 | 0.52119 | 0.33401 | 0.40754 | 0.34117 | 0.30079
2012-02-23 04:00 | 0.2033 | 0.12827 | 0.18235 | 0.22286 | 0.52119 | 0.52119 | 0.52119 | 0.52119 | 0.31789 | 0.39292 | 0.33883 | 0.29833
2012-02-23 05:00 | 0.22824 | 0.1486 | 0.18525 | 0.228 | 0.52119 | 0.52119 | 0.52119 | 0.52119 | 0.29294 | 0.37259 | 0.33594 | 0.29319
2012-02-23 06:00 | 0.26719 | 0.23353 | 0.19581 | 0.23226 | 0.52119 | 0.52119 | 0.52119 | 0.52119 | 0.254 | 0.28766 | 0.32537 | 0.28893
2012-02-23 07:00 | 0.28982 | 0.30607 | 0.19569 | 0.23366 | 0.52119 | 0.52119 | 0.52119 | 0.52119 | 0.23137 | 0.21511 | 0.3255 | 0.28752
2012-02-23 08:00 | 0.29906 | 0.329 | 0.19866 | 0.23425 | 0.52119 | 0.52119 | 0.52119 | 0.52119 | 0.22212 | 0.19219 | 0.32253 | 0.28693
2012-02-23 09:00 | 0.29684 | 0.33126 | 0.19975 | 0.23459 | 0.52119 | 0.52119 | 0.52119 | 0.52119 | 0.22435 | 0.18993 | 0.32144 | 0.2866
2012-02-23 10:00 | 0.29505 | 0.32697 | 0.19952 | 0.23557 | 0.52119 | 0.52119 | 0.52119 | 0.52119 | 0.22613 | 0.19422 | 0.32166 | 0.28562
2012-02-23 11:00 | 0.29392 | 0.3212 | 0.20156 | 0.23484 | 0.52119 | 0.52119 | 0.52119 | 0.52119 | 0.22726 | 0.19999 | 0.31963 | 0.28635
2012-02-23 12:00 | 0.29267 | 0.31737 | 0.20148 | 0.23252 | 0.52119 | 0.52119 | 0.52119 | 0.52119 | 0.22852 | 0.20382 | 0.31971 | 0.28867
2012-02-23 13:00 | 0.29093 | 0.31838 | 0.20346 | 0.23105 | 0.52119 | 0.52119 | 0.52119 | 0.52119 | 0.23026 | 0.20281 | 0.31773 | 0.29014
2012-02-23 14:00 | 0.29021 | 0.31491 | 0.20159 | 0.22893 | 0.52119 | 0.52119 | 0.52119 | 0.52119 | 0.23098 | 0.20628 | 0.31959 | 0.29225
2012-02-23 15:00 | 0.28731 | 0.3096 | 0.20186 | 0.22553 | 0.52119 | 0.52119 | 0.52119 | 0.52119 | 0.23388 | 0.21159 | 0.31933 | 0.29566
2012-02-23 16:00 | 0.28461 | 0.30789 | 0.20429 | 0.22388 | 0.52119 | 0.52119 | 0.52119 | 0.52119 | 0.23658 | 0.2133 | 0.31689 | 0.29731
2012-02-23 17:00 | 0.28059 | 0.29089 | 0.2036 | 0.22323 | 0.52119 | 0.52119 | 0.52119 | 0.52119 | 0.24059 | 0.2303 | 0.31759 | 0.29796
2012-02-23 18:00 | 0.24925 | 0.25923 | 0.19917 | 0.22127 | 0.52119 | 0.52119 | 0.52119 | 0.52119 | 0.27193 | 0.26195 | 0.32202 | 0.29992
2012-02-23 19:00 | 0.22741 | 0.21271 | 0.19766 | 0.21865 | 0.52119 | 0.52119 | 0.52119 | 0.52119 | 0.29378 | 0.30848 | 0.32353 | 0.30254
2012-02-23 20:00 | 0.21254 | 0.18919 | 0.19599 | 0.21901 | 0.52119 | 0.52119 | 0.52119 | 0.52119 | 0.30865 | 0.33199 | 0.32519 | 0.30218
2012-02-23 21:00 | 0.20062 | 0.17908 | 0.19256 | 0.2185 | 0.52119 | 0.52119 | 0.52119 | 0.52119 | 0.32057 | 0.34211 | 0.32862 | 0.30268
2012-02-23 22:00 | 0.18928 | 0.14264 | 0.1893 | 0.21578 | 0.52119 | 0.52119 | 0.52119 | 0.52119 | 0.3319 | 0.37855 | 0.33189 | 0.30541
2012-02-23 23:00 | 0.17849 | 0.1123 | 0.184 | 0.21443 | 0.52119 | 0.52119 | 0.52119 | 0.52119 | 0.34269 | 0.40889 | 0.33719 | 0.30675
2012-02-24 | 0.17688 | 0.10578 | 0.17583 | 0.21761 | 0.52119 | 0.52119 | 0.52119 | 0.52119 | 0.3443 | 0.41541 | 0.34536 | 0.30358
2012-02-24 01:00 | 0.17818 | 0.10384 | 0.1736 | 0.2183 | 0.52119 | 0.52119 | 0.52119 | 0.52119 | 0.343 | 0.41734 | 0.34759 | 0.30289
2012-02-24 02:00 | 0.1762 | 0.10556 | 0.17536 | 0.21968 | 0.52119 | 0.52119 | 0.52119 | 0.52119 | 0.34499 | 0.41563 | 0.34582 | 0.30151
2012-02-24 03:00 | 0.18816 | 0.1137 | 0.1804 | 0.22073 | 0.52119 | 0.52119 | 0.52119 | 0.52119 | 0.33303 | 0.40749 | 0.34079 | 0.30045
2012-02-24 04:00 | 0.20474 | 0.12833 | 0.18303 | 0.22309 | 0.52119 | 0.52119 | 0.52119 | 0.52119 | 0.31645 | 0.39286 | 0.33816 | 0.2981
2012-02-24 05:00 | 0.23012 | 0.14863 | 0.18721 | 0.22839 | 0.52119 | 0.52119 | 0.52119 | 0.52119 | 0.29107 | 0.37256 | 0.33398 | 0.2928
2012-02-24 06:00 | 0.26899 | 0.23451 | 0.1977 | 0.23266 | 0.52119 | 0.52119 | 0.52119 | 0.52119 | 0.2522 | 0.28668 | 0.32349 | 0.28853
2012-02-24 07:00 | 0.2904 | 0.30594 | 0.19703 | 0.23472 | 0.52119 | 0.52119 | 0.52119 | 0.52119 | 0.23078 | 0.21525 | 0.32415 | 0.28646
2012-02-24 08:00 | 0.29622 | 0.32915 | 0.1987 | 0.23398 | 0.52119 | 0.52119 | 0.52119 | 0.52119 | 0.22497 | 0.19204 | 0.32249 | 0.28721
2012-02-24 09:00 | 0.29414 | 0.33373 | 0.19919 | 0.23389 | 0.52119 | 0.52119 | 0.52119 | 0.52119 | 0.22705 | 0.18746 | 0.322 | 0.2873
2012-02-24 10:00 | 0.29142 | 0.32882 | 0.20154 | 0.23447 | 0.52119 | 0.52119 | 0.52119 | 0.52119 | 0.22977 | 0.19237 | 0.31965 | 0.28672
2012-02-24 11:00 | 0.29115 | 0.32154 | 0.20112 | 0.23464 | 0.52119 | 0.52119 | 0.52119 | 0.52119 | 0.23004 | 0.19965 | 0.32007 | 0.28655
2012-02-24 12:00 | 0.29015 | 0.31792 | 0.20147 | 0.23249 | 0.52119 | 0.52119 | 0.52119 | 0.52119 | 0.23104 | 0.20327 | 0.31971 | 0.2887
2012-02-24 13:00 | 0.28933 | 0.31839 | 0.20269 | 0.23108 | 0.52119 | 0.52119 | 0.52119 | 0.52119 | 0.23186 | 0.20279 | 0.3185 | 0.29011
2012-02-24 14:00 | 0.28894 | 0.31496 | 0.20061 | 0.22915 | 0.52119 | 0.52119 | 0.52119 | 0.52119 | 0.23224 | 0.20623 | 0.32058 | 0.29203
2012-02-24 15:00 | 0.28638 | 0.30954 | 0.1998 | 0.22593 | 0.52119 | 0.52119 | 0.52119 | 0.52119 | 0.23481 | 0.21165 | 0.32139 | 0.29525
2012-02-24 16:00 | 0.28372 | 0.30784 | 0.20375 | 0.22405 | 0.52119 | 0.52119 | 0.52119 | 0.52119 | 0.23747 | 0.21334 | 0.31744 | 0.29714
2012-02-24 17:00 | 0.27966 | 0.29114 | 0.20338 | 0.22392 | 0.52119 | 0.52119 | 0.52119 | 0.52119 | 0.24153 | 0.23005 | 0.31781 | 0.29727
2012-02-24 18:00 | 0.24827 | 0.25825 | 0.19954 | 0.22115 | 0.52119 | 0.52119 | 0.52119 | 0.52119 | 0.27291 | 0.26293 | 0.32164 | 0.30004
2012-02-24 19:00 | 0.22635 | 0.2116 | 0.19872 | 0.21879 | 0.52119 | 0.52119 | 0.52119 | 0.52119 | 0.29483 | 0.30959 | 0.32246 | 0.3024
2012-02-24 20:00 | 0.21137 | 0.18846 | 0.1973 | 0.21906 | 0.52119 | 0.52119 | 0.52119 | 0.52119 | 0.30982 | 0.33273 | 0.32388 | 0.30213
2012-02-24 21:00 | 0.20077 | 0.17864 | 0.19436 | 0.2186 | 0.52119 | 0.52119 | 0.52119 | 0.52119 | 0.32042 | 0.34255 | 0.32682 | 0.30259
2012-02-24 22:00 | 0.18882 | 0.14213 | 0.19039 | 0.21561 | 0.52119 | 0.52119 | 0.52119 | 0.52119 | 0.33237 | 0.37906 | 0.3308 | 0.30558
2012-02-24 23:00 | 0.17778 | 0.1116 | 0.18255 | 0.21424 | 0.52119 | 0.52119 | 0.52119 | 0.52119 | 0.34341 | 0.40959 | 0.33864 | 0.30694
2012-02-25 | 0.17436 | 0.1168 | 0.17658 | 0.21981 | 0.52119 | 0.52119 | 0.52119 | 0.52119 | 0.34683 | 0.40439 | 0.34461 | 0.30138
2012-02-25 01:00 | 0.17498 | 0.11098 | 0.17257 | 0.22216 | 0.52119 | 0.52119 | 0.52119 | 0.52119 | 0.34621 | 0.41021 | 0.34862 | 0.29903
2012-02-25 02:00 | 0.17704 | 0.1099 | 0.17197 | 0.22102 | 0.52119 | 0.52119 | 0.52119 | 0.52119 | 0.34415 | 0.41129 | 0.34921 | 0.30016
2012-02-25 03:00 | 0.17746 | 0.10498 | 0.17343 | 0.22226 | 0.52119 | 0.52119 | 0.52119 | 0.52119 | 0.34373 | 0.41621 | 0.34776 | 0.29893
2012-02-25 04:00 | 0.17918 | 0.10964 | 0.17296 | 0.22164 | 0.52119 | 0.52119 | 0.52119 | 0.52119 | 0.34201 | 0.41155 | 0.34822 | 0.29955
2012-02-25 05:00 | 0.18216 | 0.11305 | 0.18498 | 0.22384 | 0.52119 | 0.52119 | 0.52119 | 0.52119 | 0.33903 | 0.40814 | 0.33621 | 0.29735
2012-02-25 06:00 | 0.19602 | 0.12901 | 0.18955 | 0.22554 | 0.52119 | 0.52119 | 0.52119 | 0.52119 | 0.32517 | 0.39218 | 0.33164 | 0.29565
2012-02-25 07:00 | 0.20969 | 0.16521 | 0.18793 | 0.22581 | 0.52119 | 0.52119 | 0.52119 | 0.52119 | 0.31149 | 0.35598 | 0.33326 | 0.29538
2012-02-25 08:00 | 0.22523 | 0.21342 | 0.19711 | 0.22713 | 0.52119 | 0.52119 | 0.52119 | 0.52119 | 0.29596 | 0.30777 | 0.32408 | 0.29406
2012-02-25 09:00 | 0.23513 | 0.23786 | 0.19225 | 0.22978 | 0.52119 | 0.52119 | 0.52119 | 0.52119 | 0.28606 | 0.28333 | 0.32894 | 0.29141
2012-02-25 10:00 | 0.23836 | 0.24092 | 0.18873 | 0.22883 | 0.52119 | 0.52119 | 0.52119 | 0.52119 | 0.28283 | 0.28027 | 0.33246 | 0.29236
2012-02-25 11:00 | 0.24146 | 0.24148 | 0.19026 | 0.22928 | 0.52119 | 0.52119 | 0.52119 | 0.52119 | 0.27972 | 0.27971 | 0.33093 | 0.29191
2012-02-25 12:00 | 0.24089 | 0.23763 | 0.18726 | 0.2281 | 0.52119 | 0.52119 | 0.52119 | 0.52119 | 0.28029 | 0.28356 | 0.33393 | 0.29308
2012-02-25 13:00 | 0.23796 | 0.22688 | 0.19108 | 0.22592 | 0.52119 | 0.52119 | 0.52119 | 0.52119 | 0.28323 | 0.2943 | 0.33011 | 0.29527
2012-02-25 14:00 | 0.23385 | 0.21971 | 0.18417 | 0.22219 | 0.52119 | 0.52119 | 0.52119 | 0.52119 | 0.28734 | 0.30148 | 0.33702 | 0.299
2012-02-25 15:00 | 0.22602 | 0.19305 | 0.19032 | 0.22184 | 0.52119 | 0.52119 | 0.52119 | 0.52119 | 0.29517 | 0.32814 | 0.33087 | 0.29935
2012-02-25 16:00 | 0.22143 | 0.17549 | 0.19151 | 0.22224 | 0.52119 | 0.52119 | 0.52119 | 0.52119 | 0.29976 | 0.3457 | 0.32968 | 0.29894
2012-02-25 17:00 | 0.21141 | 0.16118 | 0.18772 | 0.22012 | 0.52119 | 0.52119 | 0.52119 | 0.52119 | 0.30978 | 0.36001 | 0.33347 | 0.30107
2012-02-25 18:00 | 0.20675 | 0.15303 | 0.18944 | 0.21546 | 0.52119 | 0.52119 | 0.52119 | 0.52119 | 0.31443 | 0.36816 | 0.33175 | 0.30573
2012-02-25 19:00 | 0.19496 | 0.14117 | 0.18249 | 0.21541 | 0.52119 | 0.52119 | 0.52119 | 0.52119 | 0.32623 | 0.38002 | 0.3387 | 0.30578
2012-02-25 20:00 | 0.19254 | 0.13424 | 0.18279 | 0.21837 | 0.52119 | 0.52119 | 0.52119 | 0.52119 | 0.32865 | 0.38695 | 0.3384 | 0.30282
2012-02-25 21:00 | 0.19172 | 0.12996 | 0.18589 | 0.21873 | 0.52119 | 0.52119 | 0.52119 | 0.52119 | 0.32947 | 0.39123 | 0.3353 | 0.30245
2012-02-25 22:00 | 0.18929 | 0.12496 | 0.18897 | 0.21968 | 0.52119 | 0.52119 | 0.52119 | 0.52119 | 0.3319 | 0.39622 | 0.33222 | 0.3015
2012-02-25 23:00 | 0.1887 | 0.11899 | 0.18308 | 0.22073 | 0.52119 | 0.52119 | 0.52119 | 0.52119 | 0.33248 | 0.4022 | 0.3381 | 0.30046
2012-02-26 | 0.17444 | 0.11681 | 0.17733 | 0.22038 | 0.52119 | 0.52119 | 0.52119 | 0.52119 | 0.34675 | 0.40438 | 0.34386 | 0.30081
2012-02-26 01:00 | 0.1749 | 0.11096 | 0.17273 | 0.22217 | 0.52119 | 0.52119 | 0.52119 | 0.52119 | 0.34629 | 0.41023 | 0.34846 | 0.29901
2012-02-26 02:00 | 0.17695 | 0.10994 | 0.17196 | 0.22091 | 0.52119 | 0.52119 | 0.52119 | 0.52119 | 0.34424 | 0.41125 | 0.34923 | 0.30028
2012-02-26 03:00 | 0.17747 | 0.10501 | 0.17443 | 0.22242 | 0.52119 | 0.52119 | 0.52119 | 0.52119 | 0.34372 | 0.41618 | 0.34676 | 0.29877
2012-02-26 04:00 | 0.17919 | 0.10962 | 0.17431 | 0.22187 | 0.52119 | 0.52119 | 0.52119 | 0.52119 | 0.342 | 0.41157 | 0.34688 | 0.29932
2012-02-26 05:00 | 0.18207 | 0.11311 | 0.18481 | 0.22387 | 0.52119 | 0.52119 | 0.52119 | 0.52119 | 0.33912 | 0.40807 | 0.33638 | 0.29732
2012-02-26 06:00 | 0.19501 | 0.12916 | 0.19011 | 0.22633 | 0.52119 | 0.52119 | 0.52119 | 0.52119 | 0.32618 | 0.39203 | 0.33108 | 0.29486
2012-02-26 07:00 | 0.20948 | 0.16635 | 0.18761 | 0.22595 | 0.52119 | 0.52119 | 0.52119 | 0.52119 | 0.31171 | 0.35484 | 0.33357 | 0.29524
2012-02-26 08:00 | 0.22565 | 0.21322 | 0.19638 | 0.2272 | 0.52119 | 0.52119 | 0.52119 | 0.52119 | 0.29554 | 0.30797 | 0.32481 | 0.29399
2012-02-26 09:00 | 0.23384 | 0.23794 | 0.19068 | 0.2293 | 0.52119 | 0.52119 | 0.52119 | 0.52119 | 0.28735 | 0.28325 | 0.33051 | 0.29188
2012-02-26 10:00 | 0.23805 | 0.23781 | 0.18664 | 0.22851 | 0.52119 | 0.52119 | 0.52119 | 0.52119 | 0.28314 | 0.28338 | 0.33455 | 0.29267
2012-02-26 11:00 | 0.24147 | 0.23648 | 0.18754 | 0.22789 | 0.52119 | 0.52119 | 0.52119 | 0.52119 | 0.27972 | 0.2847 | 0.33365 | 0.2933
2012-02-26 12:00 | 0.24089 | 0.2349 | 0.18662 | 0.22708 | 0.52119 | 0.52119 | 0.52119 | 0.52119 | 0.28029 | 0.28629 | 0.33457 | 0.29411
2012-02-26 13:00 | 0.23768 | 0.22422 | 0.19034 | 0.22488 | 0.52119 | 0.52119 | 0.52119 | 0.52119 | 0.2835 | 0.29697 | 0.33085 | 0.29631
2012-02-26 14:00 | 0.2325 | 0.21672 | 0.18113 | 0.2214 | 0.52119 | 0.52119 | 0.52119 | 0.52119 | 0.28869 | 0.30446 | 0.34006 | 0.29979
2012-02-26 15:00 | 0.22503 | 0.19013 | 0.18863 | 0.22078 | 0.52119 | 0.52119 | 0.52119 | 0.52119 | 0.29616 | 0.33106 | 0.33256 | 0.30041
2012-02-26 16:00 | 0.22107 | 0.17296 | 0.18966 | 0.22118 | 0.52119 | 0.52119 | 0.52119 | 0.52119 | 0.30012 | 0.34822 | 0.33153 | 0.30001
2012-02-26 17:00 | 0.21154 | 0.16158 | 0.18561 | 0.21893 | 0.52119 | 0.52119 | 0.52119 | 0.52119 | 0.30965 | 0.3596 | 0.33558 | 0.30226
2012-02-26 18:00 | 0.2069 | 0.15332 | 0.18592 | 0.21442 | 0.52119 | 0.52119 | 0.52119 | 0.52119 | 0.31429 | 0.36786 | 0.33527 | 0.30677
2012-02-26 19:00 | 0.1957 | 0.14128 | 0.18087 | 0.21431 | 0.52119 | 0.52119 | 0.52119 | 0.52119 | 0.32549 | 0.37991 | 0.34031 | 0.30688
2012-02-26 20:00 | 0.19347 | 0.13466 | 0.1811 | 0.21728 | 0.52119 | 0.52119 | 0.52119 | 0.52119 | 0.32772 | 0.38653 | 0.34009 | 0.3039
2012-02-26 21:00 | 0.19152 | 0.13025 | 0.18434 | 0.21805 | 0.52119 | 0.52119 | 0.52119 | 0.52119 | 0.32967 | 0.39094 | 0.33685 | 0.30314
2012-02-26 22:00 | 0.18908 | 0.12554 | 0.18514 | 0.21847 | 0.52119 | 0.52119 | 0.52119 | 0.52119 | 0.3321 | 0.39565 | 0.33605 | 0.30272
2012-02-26 23:00 | 0.18858 | 0.11691 | 0.18071 | 0.21995 | 0.52119 | 0.52119 | 0.52119 | 0.52119 | 0.3326 | 0.40428 | 0.34048 | 0.30124
2012-02-27 | 0.17622 | 0.10387 | 0.17427 | 0.21648 | 0.52119 | 0.52119 | 0.52119 | 0.52119 | 0.34497 | 0.41732 | 0.34692 | 0.30471
2012-02-27 01:00 | 0.17754 | 0.10227 | 0.17393 | 0.21704 | 0.52119 | 0.52119 | 0.52119 | 0.52119 | 0.34365 | 0.41892 | 0.34726 | 0.30414
2012-02-27 02:00 | 0.17533 | 0.10397 | 0.17606 | 0.2185 | 0.52119 | 0.52119 | 0.52119 | 0.52119 | 0.34586 | 0.41722 | 0.34512 | 0.30269
2012-02-27 03:00 | 0.18776 | 0.11214 | 0.18044 | 0.21963 | 0.52119 | 0.52119 | 0.52119 | 0.52119 | 0.33343 | 0.40905 | 0.34075 | 0.30156
2012-02-27 04:00 | 0.20399 | 0.12673 | 0.18237 | 0.22155 | 0.52119 | 0.52119 | 0.52119 | 0.52119 | 0.3172 | 0.39446 | 0.33882 | 0.29964
2012-02-27 05:00 | 0.22837 | 0.14709 | 0.18578 | 0.2266 | 0.52119 | 0.52119 | 0.52119 | 0.52119 | 0.29282 | 0.3741 | 0.33541 | 0.29459
2012-02-27 06:00 | 0.26652 | 0.23299 | 0.19608 | 0.23114 | 0.52119 | 0.52119 | 0.52119 | 0.52119 | 0.25467 | 0.2882 | 0.3251 | 0.29005
2012-02-27 07:00 | 0.28909 | 0.30431 | 0.19553 | 0.23345 | 0.52119 | 0.52119 | 0.52119 | 0.52119 | 0.23209 | 0.21688 | 0.32566 | 0.28774
2012-02-27 08:00 | 0.29583 | 0.32755 | 0.1969 | 0.23373 | 0.52119 | 0.52119 | 0.52119 | 0.52119 | 0.22536 | 0.19364 | 0.32429 | 0.28746
2012-02-27 09:00 | 0.29361 | 0.33344 | 0.20025 | 0.23311 | 0.52119 | 0.52119 | 0.52119 | 0.52119 | 0.22758 | 0.18774 | 0.32094 | 0.28808
2012-02-27 10:00 | 0.2913 | 0.3283 | 0.19994 | 0.23364 | 0.52119 | 0.52119 | 0.52119 | 0.52119 | 0.22988 | 0.19289 | 0.32125 | 0.28755
2012-02-27 11:00 | 0.29085 | 0.32189 | 0.2021 | 0.23279 | 0.52119 | 0.52119 | 0.52119 | 0.52119 | 0.23033 | 0.19929 | 0.31909 | 0.2884
2012-02-27 12:00 | 0.2903 | 0.31828 | 0.20188 | 0.23023 | 0.52119 | 0.52119 | 0.52119 | 0.52119 | 0.23089 | 0.2029 | 0.31931 | 0.29096
2012-02-27 13:00 | 0.28956 | 0.31862 | 0.20598 | 0.2299 | 0.52119 | 0.52119 | 0.52119 | 0.52119 | 0.23163 | 0.20257 | 0.31521 | 0.29128
2012-02-27 14:00 | 0.28841 | 0.31319 | 0.20361 | 0.22726 | 0.52119 | 0.52119 | 0.52119 | 0.52119 | 0.23278 | 0.208 | 0.31758 | 0.29393
2012-02-27 15:00 | 0.28558 | 0.30782 | 0.20301 | 0.22475 | 0.52119 | 0.52119 | 0.52119 | 0.52119 | 0.23561 | 0.21337 | 0.31818 | 0.29644
2012-02-27 16:00 | 0.28326 | 0.30619 | 0.20273 | 0.22349 | 0.52119 | 0.52119 | 0.52119 | 0.52119 | 0.23793 | 0.215 | 0.31846 | 0.29769
2012-02-27 17:00 | 0.2802 | 0.28943 | 0.20343 | 0.22345 | 0.52119 | 0.52119 | 0.52119 | 0.52119 | 0.24099 | 0.23176 | 0.31776 | 0.29774
2012-02-27 18:00 | 0.24909 | 0.25627 | 0.19955 | 0.22077 | 0.52119 | 0.52119 | 0.52119 | 0.52119 | 0.27209 | 0.26492 | 0.32164 | 0.30041
2012-02-27 19:00 | 0.22658 | 0.20955 | 0.19863 | 0.21872 | 0.52119 | 0.52119 | 0.52119 | 0.52119 | 0.29461 | 0.31164 | 0.32256 | 0.30247
2012-02-27 20:00 | 0.21207 | 0.1875 | 0.19691 | 0.21888 | 0.52119 | 0.52119 | 0.52119 | 0.52119 | 0.30912 | 0.33369 | 0.32428 | 0.30231
2012-02-27 21:00 | 0.2008 | 0.17739 | 0.19407 | 0.21879 | 0.52119 | 0.52119 | 0.52119 | 0.52119 | 0.32039 | 0.3438 | 0.32712 | 0.3024
2012-02-27 22:00 | 0.18899 | 0.1409 | 0.19026 | 0.21601 | 0.52119 | 0.52119 | 0.52119 | 0.52119 | 0.3322 | 0.38029 | 0.33093 | 0.30518
2012-02-27 23:00 | 0.17809 | 0.11055 | 0.18335 | 0.21514 | 0.52119 | 0.52119 | 0.52119 | 0.52119 | 0.3431 | 0.41064 | 0.33784 | 0.30604
2012-02-28 | 0.17627 | 0.10402 | 0.17515 | 0.21672 | 0.52119 | 0.52119 | 0.52119 | 0.52119 | 0.34491 | 0.41717 | 0.34604 | 0.30446
2012-02-28 01:00 | 0.17746 | 0.10227 | 0.17392 | 0.21734 | 0.52119 | 0.52119 | 0.52119 | 0.52119 | 0.34373 | 0.41891 | 0.34726 | 0.30385
2012-02-28 02:00 | 0.17628 | 0.10398 | 0.17625 | 0.21893 | 0.52119 | 0.52119 | 0.52119 | 0.52119 | 0.34491 | 0.4172 | 0.34493 | 0.30226
2012-02-28 03:00 | 0.18765 | 0.11214 | 0.18205 | 0.22041 | 0.52119 | 0.52119 | 0.52119 | 0.52119 | 0.33354 | 0.40905 | 0.33913 | 0.30078
2012-02-28 04:00 | 0.20498 | 0.12681 | 0.1836 | 0.22279 | 0.52119 | 0.52119 | 0.52119 | 0.52119 | 0.3162 | 0.39438 | 0.33758 | 0.2984
2012-02-28 05:00 | 0.22949 | 0.14709 | 0.18705 | 0.22875 | 0.52119 | 0.52119 | 0.52119 | 0.52119 | 0.2917 | 0.37409 | 0.33414 | 0.29244
2012-02-28 06:00 | 0.26807 | 0.23314 | 0.19576 | 0.23231 | 0.52119 | 0.52119 | 0.52119 | 0.52119 | 0.25312 | 0.28805 | 0.32542 | 0.28888
2012-02-28 07:00 | 0.29076 | 0.30469 | 0.1956 | 0.235 | 0.52119 | 0.52119 | 0.52119 | 0.52119 | 0.23043 | 0.2165 | 0.32559 | 0.28619
2012-02-28 08:00 | 0.29618 | 0.32752 | 0.19575 | 0.23462 | 0.52119 | 0.52119 | 0.52119 | 0.52119 | 0.22501 | 0.19367 | 0.32544 | 0.28656
2012-02-28 09:00 | 0.29387 | 0.33289 | 0.199 | 0.23496 | 0.52119 | 0.52119 | 0.52119 | 0.52119 | 0.22732 | 0.1883 | 0.32219 | 0.28623
2012-02-28 10:00 | 0.29198 | 0.32705 | 0.199 | 0.23535 | 0.52119 | 0.52119 | 0.52119 | 0.52119 | 0.2292 | 0.19414 | 0.32219 | 0.28584
2012-02-28 11:00 | 0.29153 | 0.3209 | 0.20127 | 0.23457 | 0.52119 | 0.52119 | 0.52119 | 0.52119 | 0.22966 | 0.20029 | 0.31992 | 0.28662
2012-02-28 12:00 | 0.29044 | 0.31717 | 0.20094 | 0.2317 | 0.52119 | 0.52119 | 0.52119 | 0.52119 | 0.23075 | 0.20402 | 0.32025 | 0.28949
2012-02-28 13:00 | 0.28943 | 0.31749 | 0.20562 | 0.23049 | 0.52119 | 0.52119 | 0.52119 | 0.52119 | 0.23176 | 0.2037 | 0.31557 | 0.2907
2012-02-28 14:00 | 0.28905 | 0.31285 | 0.20275 | 0.22826 | 0.52119 | 0.52119 | 0.52119 | 0.52119 | 0.23214 | 0.20834 | 0.31844 | 0.29292
2012-02-28 15:00 | 0.28668 | 0.30749 | 0.20306 | 0.22637 | 0.52119 | 0.52119 | 0.52119 | 0.52119 | 0.23451 | 0.2137 | 0.31813 | 0.29482
2012-02-28 16:00 | 0.28447 | 0.3061 | 0.20354 | 0.2248 | 0.52119 | 0.52119 | 0.52119 | 0.52119 | 0.23672 | 0.21509 | 0.31764 | 0.29639
2012-02-28 17:00 | 0.28064 | 0.28955 | 0.20341 | 0.22391 | 0.52119 | 0.52119 | 0.52119 | 0.52119 | 0.24055 | 0.23164 | 0.31778 | 0.29728
2012-02-28 18:00 | 0.24917 | 0.2569 | 0.19928 | 0.22132 | 0.52119 | 0.52119 | 0.52119 | 0.52119 | 0.27202 | 0.26429 | 0.32191 | 0.29987
2012-02-28 19:00 | 0.22749 | 0.21035 | 0.19724 | 0.21865 | 0.52119 | 0.52119 | 0.52119 | 0.52119 | 0.2937 | 0.31084 | 0.32395 | 0.30254
2012-02-28 20:00 | 0.21258 | 0.18675 | 0.19575 | 0.21891 | 0.52119 | 0.52119 | 0.52119 | 0.52119 | 0.30861 | 0.33444 | 0.32544 | 0.30228
2012-02-28 21:00 | 0.20069 | 0.17695 | 0.19316 | 0.21853 | 0.52119 | 0.52119 | 0.52119 | 0.52119 | 0.3205 | 0.34424 | 0.32802 | 0.30266
2012-02-28 22:00 | 0.18926 | 0.1404 | 0.18959 | 0.21561 | 0.52119 | 0.52119 | 0.52119 | 0.52119 | 0.33192 | 0.38078 | 0.3316 | 0.30558
2012-02-28 23:00 | 0.17844 | 0.11024 | 0.18437 | 0.21453 | 0.52119 | 0.52119 | 0.52119 | 0.52119 | 0.34275 | 0.41094 | 0.33682 | 0.30666
2012-03-01 | 0.17551 | 0.10376 | 0.17674 | 0.21723 | 0.52119 | 0.52119 | 0.52119 | 0.52119 | 0.34568 | 0.41743 | 0.34445 | 0.30396
2012-03-01 01:00 | 0.1768 | 0.10224 | 0.17492 | 0.21788 | 0.52119 | 0.52119 | 0.52119 | 0.52119 | 0.34439 | 0.41895 | 0.34626 | 0.30331
2012-03-01 02:00 | 0.17499 | 0.10395 | 0.17758 | 0.21956 | 0.52119 | 0.52119 | 0.52119 | 0.52119 | 0.3462 | 0.41724 | 0.34361 | 0.30163
2012-03-01 03:00 | 0.18734 | 0.11209 | 0.18295 | 0.22089 | 0.52119 | 0.52119 | 0.52119 | 0.52119 | 0.33385 | 0.4091 | 0.33824 | 0.3003
2012-03-01 04:00 | 0.20461 | 0.1266 | 0.18443 | 0.22312 | 0.52119 | 0.52119 | 0.52119 | 0.52119 | 0.31658 | 0.39459 | 0.33676 | 0.29807
2012-03-01 05:00 | 0.2301 | 0.14717 | 0.18814 | 0.22834 | 0.52119 | 0.52119 | 0.52119 | 0.52119 | 0.29109 | 0.37401 | 0.33304 | 0.29285
2012-03-01 06:00 | 0.26923 | 0.23314 | 0.19736 | 0.23251 | 0.52119 | 0.52119 | 0.52119 | 0.52119 | 0.25196 | 0.28804 | 0.32383 | 0.28868
2012-03-01 07:00 | 0.29155 | 0.30472 | 0.19628 | 0.23551 | 0.52119 | 0.52119 | 0.52119 | 0.52119 | 0.22964 | 0.21647 | 0.32491 | 0.28568
2012-03-01 08:00 | 0.29598 | 0.32723 | 0.19651 | 0.23614 | 0.52119 | 0.52119 | 0.52119 | 0.52119 | 0.22521 | 0.19396 | 0.32468 | 0.28505
2012-03-01 09:00 | 0.29483 | 0.33243 | 0.19645 | 0.23598 | 0.52119 | 0.52119 | 0.52119 | 0.52119 | 0.22636 | 0.18876 | 0.32474 | 0.2852
2012-03-01 10:00 | 0.29327 | 0.32652 | 0.19478 | 0.23615 | 0.52119 | 0.52119 | 0.52119 | 0.52119 | 0.22792 | 0.19467 | 0.3264 | 0.28504
2012-03-01 11:00 | 0.29305 | 0.31968 | 0.19793 | 0.23526 | 0.52119 | 0.52119 | 0.52119 | 0.52119 | 0.22814 | 0.20151 | 0.32326 | 0.28593
2012-03-01 12:00 | 0.29204 | 0.31573 | 0.19515 | 0.23204 | 0.52119 | 0.52119 | 0.52119 | 0.52119 | 0.22915 | 0.20545 | 0.32604 | 0.28915
2012-03-01 13:00 | 0.29159 | 0.31604 | 0.1999 | 0.23049 | 0.52119 | 0.52119 | 0.52119 | 0.52119 | 0.22959 | 0.20515 | 0.32129 | 0.2907
2012-03-01 14:00 | 0.2907 | 0.31217 | 0.19966 | 0.22842 | 0.52119 | 0.52119 | 0.52119 | 0.52119 | 0.23049 | 0.20902 | 0.32153 | 0.29277
2012-03-01 15:00 | 0.28789 | 0.30696 | 0.20001 | 0.22686 | 0.52119 | 0.52119 | 0.52119 | 0.52119 | 0.2333 | 0.21423 | 0.32118 | 0.29432
2012-03-01 16:00 | 0.28541 | 0.30551 | 0.20167 | 0.22551 | 0.52119 | 0.52119 | 0.52119 | 0.52119 | 0.23578 | 0.21568 | 0.31952 | 0.29568
2012-03-01 17:00 | 0.27865 | 0.28884 | 0.20239 | 0.22461 | 0.52119 | 0.52119 | 0.52119 | 0.52119 | 0.24253 | 0.23235 | 0.3188 | 0.29657
2012-03-01 18:00 | 0.24799 | 0.25742 | 0.19929 | 0.22122 | 0.52119 | 0.52119 | 0.52119 | 0.52119 | 0.2732 | 0.26377 | 0.3219 | 0.29997
2012-03-01 19:00 | 0.22543 | 0.21097 | 0.19876 | 0.21951 | 0.52119 | 0.52119 | 0.52119 | 0.52119 | 0.29576 | 0.31022 | 0.32242 | 0.30168
2012-03-01 20:00 | 0.21033 | 0.18759 | 0.19704 | 0.21959 | 0.52119 | 0.52119 | 0.52119 | 0.52119 | 0.31086 | 0.3336 | 0.32415 | 0.30159
2012-03-01 21:00 | 0.19946 | 0.17736 | 0.19418 | 0.21915 | 0.52119 | 0.52119 | 0.52119 | 0.52119 | 0.32173 | 0.34382 | 0.327 | 0.30204
2012-03-01 22:00 | 0.18796 | 0.14093 | 0.19035 | 0.216 | 0.52119 | 0.52119 | 0.52119 | 0.52119 | 0.33323 | 0.38026 | 0.33084 | 0.30519
2012-03-01 23:00 | 0.17716 | 0.11065 | 0.18417 | 0.21461 | 0.52119 | 0.52119 | 0.52119 | 0.52119 | 0.34403 | 0.41054 | 0.33701 | 0.30658
2012-03-02 | 0.17525 | 0.10416 | 0.17567 | 0.2168 | 0.52119 | 0.52119 | 0.52119 | 0.52119 | 0.34594 | 0.41703 | 0.34552 | 0.30439
2012-03-02 01:00 | 0.17656 | 0.10227 | 0.17374 | 0.21721 | 0.52119 | 0.52119 | 0.52119 | 0.52119 | 0.34463 | 0.41892 | 0.34745 | 0.30398
2012-03-02 02:00 | 0.17458 | 0.10396 | 0.17572 | 0.21862 | 0.52119 | 0.52119 | 0.52119 | 0.52119 | 0.34661 | 0.41722 | 0.34547 | 0.30257
2012-03-02 03:00 | 0.18695 | 0.11213 | 0.18091 | 0.21976 | 0.52119 | 0.52119 | 0.52119 | 0.52119 | 0.33424 | 0.40906 | 0.34028 | 0.30143
2012-03-02 04:00 | 0.20417 | 0.12665 | 0.18246 | 0.22176 | 0.52119 | 0.52119 | 0.52119 | 0.52119 | 0.31702 | 0.39453 | 0.33873 | 0.29943
2012-03-02 05:00 | 0.2289 | 0.14709 | 0.18609 | 0.22676 | 0.52119 | 0.52119 | 0.52119 | 0.52119 | 0.29229 | 0.3741 | 0.3351 | 0.29443
2012-03-02 06:00 | 0.26774 | 0.23292 | 0.19596 | 0.23139 | 0.52119 | 0.52119 | 0.52119 | 0.52119 | 0.25344 | 0.28826 | 0.32523 | 0.2898
2012-03-02 07:00 | 0.29158 | 0.30443 | 0.19549 | 0.23362 | 0.52119 | 0.52119 | 0.52119 | 0.52119 | 0.22961 | 0.21676 | 0.3257 | 0.28757
2012-03-02 08:00 | 0.29706 | 0.32728 | 0.1962 | 0.23439 | 0.52119 | 0.52119 | 0.52119 | 0.52119 | 0.22413 | 0.19391 | 0.32498 | 0.2868
2012-03-02 09:00 | 0.29615 | 0.33228 | 0.19829 | 0.23493 | 0.52119 | 0.52119 | 0.52119 | 0.52119 | 0.22504 | 0.18891 | 0.3229 | 0.28625
2012-03-02 10:00 | 0.29438 | 0.32661 | 0.19651 | 0.23547 | 0.52119 | 0.52119 | 0.52119 | 0.52119 | 0.22681 | 0.19457 | 0.32468 | 0.28572
2012-03-02 11:00 | 0.29374 | 0.32051 | 0.19852 | 0.23437 | 0.52119 | 0.52119 | 0.52119 | 0.52119 | 0.22745 | 0.20068 | 0.32267 | 0.28682
2012-03-02 12:00 | 0.29271 | 0.31661 | 0.19861 | 0.23159 | 0.52119 | 0.52119 | 0.52119 | 0.52119 | 0.22847 | 0.20458 | 0.32257 | 0.28959
2012-03-02 13:00 | 0.29218 | 0.31694 | 0.20378 | 0.23036 | 0.52119 | 0.52119 | 0.52119 | 0.52119 | 0.22901 | 0.20425 | 0.3174 | 0.29083
2012-03-02 14:00 | 0.29188 | 0.31236 | 0.20212 | 0.22813 | 0.52119 | 0.52119 | 0.52119 | 0.52119 | 0.2293 | 0.20883 | 0.31907 | 0.29306
2012-03-02 15:00 | 0.28885 | 0.3071 | 0.20264 | 0.22604 | 0.52119 | 0.52119 | 0.52119 | 0.52119 | 0.23234 | 0.21409 | 0.31855 | 0.29515
2012-03-02 16:00 | 0.28642 | 0.30577 | 0.20293 | 0.22454 | 0.52119 | 0.52119 | 0.52119 | 0.52119 | 0.23477 | 0.21542 | 0.31826 | 0.29664
2012-03-02 17:00 | 0.28066 | 0.2888 | 0.20235 | 0.22437 | 0.52119 | 0.52119 | 0.52119 | 0.52119 | 0.24053 | 0.23239 | 0.31884 | 0.29682
2012-03-02 18:00 | 0.24845 | 0.25667 | 0.19943 | 0.22092 | 0.52119 | 0.52119 | 0.52119 | 0.52119 | 0.27274 | 0.26452 | 0.32175 | 0.30027
2012-03-02 19:00 | 0.22568 | 0.21018 | 0.19897 | 0.21904 | 0.52119 | 0.52119 | 0.52119 | 0.52119 | 0.29551 | 0.31101 | 0.32222 | 0.30215
2012-03-02 20:00 | 0.211 | 0.18769 | 0.19735 | 0.21907 | 0.52119 | 0.52119 | 0.52119 | 0.52119 | 0.31018 | 0.3335 | 0.32384 | 0.30212
2012-03-02 21:00 | 0.19959 | 0.17758 | 0.19435 | 0.21861 | 0.52119 | 0.52119 | 0.52119 | 0.52119 | 0.3216 | 0.34361 | 0.32684 | 0.30258
2012-03-02 22:00 | 0.1878 | 0.1411 | 0.19037 | 0.21564 | 0.52119 | 0.52119 | 0.52119 | 0.52119 | 0.33339 | 0.38008 | 0.33082 | 0.30555
2012-03-02 23:00 | 0.17694 | 0.11066 | 0.1827 | 0.21424 | 0.52119 | 0.52119 | 0.52119 | 0.52119 | 0.34424 | 0.41052 | 0.33849 | 0.30695
2012-03-03 | 0.17389 | 0.1149 | 0.17469 | 0.2187 | 0.52119 | 0.52119 | 0.52119 | 0.52119 | 0.34729 | 0.40629 | 0.3465 | 0.30248
2012-03-03 01:00 | 0.17363 | 0.1097 | 0.16983 | 0.2197 | 0.52119 | 0.52119 | 0.52119 | 0.52119 | 0.34756 | 0.41149 | 0.35136 | 0.30149
2012-03-03 02:00 | 0.17597 | 0.10806 | 0.16965 | 0.21963 | 0.52119 | 0.52119 | 0.52119 | 0.52119 | 0.34522 | 0.41313 | 0.35154 | 0.30156
2012-03-03 03:00 | 0.17669 | 0.10532 | 0.17104 | 0.2199 | 0.52119 | 0.52119 | 0.52119 | 0.52119 | 0.3445 | 0.41586 | 0.35015 | 0.30129
2012-03-03 04:00 | 0.17841 | 0.11006 | 0.17114 | 0.22019 | 0.52119 | 0.52119 | 0.52119 | 0.52119 | 0.34278 | 0.41113 | 0.35005 | 0.301
2012-03-03 05:00 | 0.1815 | 0.11312 | 0.1838 | 0.22248 | 0.52119 | 0.52119 | 0.52119 | 0.52119 | 0.33969 | 0.40807 | 0.33739 | 0.29871
2012-03-03 06:00 | 0.19569 | 0.12854 | 0.18928 | 0.22342 | 0.52119 | 0.52119 | 0.52119 | 0.52119 | 0.3255 | 0.39265 | 0.33191 | 0.29776
2012-03-03 07:00 | 0.20899 | 0.16482 | 0.18747 | 0.22467 | 0.52119 | 0.52119 | 0.52119 | 0.52119 | 0.3122 | 0.35637 | 0.33372 | 0.29652
2012-03-03 08:00 | 0.22554 | 0.21351 | 0.19682 | 0.22641 | 0.52119 | 0.52119 | 0.52119 | 0.52119 | 0.29564 | 0.30768 | 0.32437 | 0.29478
2012-03-03 09:00 | 0.23328 | 0.23738 | 0.18941 | 0.22841 | 0.52119 | 0.52119 | 0.52119 | 0.52119 | 0.28791 | 0.28381 | 0.33177 | 0.29278
2012-03-03 10:00 | 0.23852 | 0.23948 | 0.18792 | 0.22811 | 0.52119 | 0.52119 | 0.52119 | 0.52119 | 0.28267 | 0.28171 | 0.33327 | 0.29308
2012-03-03 11:00 | 0.24389 | 0.24234 | 0.18774 | 0.22842 | 0.52119 | 0.52119 | 0.52119 | 0.52119 | 0.2773 | 0.27885 | 0.33344 | 0.29277
2012-03-03 12:00 | 0.24455 | 0.23863 | 0.18506 | 0.22726 | 0.52119 | 0.52119 | 0.52119 | 0.52119 | 0.27663 | 0.28256 | 0.33613 | 0.29393
2012-03-03 13:00 | 0.24123 | 0.22735 | 0.1855 | 0.22483 | 0.52119 | 0.52119 | 0.52119 | 0.52119 | 0.27996 | 0.29383 | 0.33569 | 0.29636
2012-03-03 14:00 | 0.23352 | 0.22013 | 0.18018 | 0.22141 | 0.52119 | 0.52119 | 0.52119 | 0.52119 | 0.28767 | 0.30105 | 0.341 | 0.29978
2012-03-03 15:00 | 0.2253 | 0.19331 | 0.18212 | 0.22001 | 0.52119 | 0.52119 | 0.52119 | 0.52119 | 0.29589 | 0.32787 | 0.33907 | 0.30118
2012-03-03 16:00 | 0.22073 | 0.17598 | 0.1777 | 0.22008 | 0.52119 | 0.52119 | 0.52119 | 0.52119 | 0.30045 | 0.34521 | 0.34349 | 0.30111
2012-03-03 17:00 | 0.21084 | 0.16232 | 0.17414 | 0.21789 | 0.52119 | 0.52119 | 0.52119 | 0.52119 | 0.31035 | 0.35887 | 0.34705 | 0.30329
2012-03-03 18:00 | 0.20602 | 0.15401 | 0.17248 | 0.21469 | 0.52119 | 0.52119 | 0.52119 | 0.52119 | 0.31517 | 0.36718 | 0.34871 | 0.3065
2012-03-03 19:00 | 0.19536 | 0.14229 | 0.18059 | 0.21483 | 0.52119 | 0.52119 | 0.52119 | 0.52119 | 0.32582 | 0.3789 | 0.3406 | 0.30636
2012-03-03 20:00 | 0.19296 | 0.13513 | 0.18093 | 0.21645 | 0.52119 | 0.52119 | 0.52119 | 0.52119 | 0.32823 | 0.38606 | 0.34026 | 0.30474
2012-03-03 21:00 | 0.19028 | 0.13068 | 0.18386 | 0.21404 | 0.52119 | 0.52119 | 0.52119 | 0.52119 | 0.33091 | 0.39051 | 0.33733 | 0.30715
2012-03-03 22:00 | 0.18765 | 0.12554 | 0.18327 | 0.21441 | 0.52119 | 0.52119 | 0.52119 | 0.52119 | 0.33354 | 0.39565 | 0.33792 | 0.30678
2012-03-03 23:00 | 0.18735 | 0.11628 | 0.17995 | 0.21506 | 0.52119 | 0.52119 | 0.52119 | 0.52119 | 0.33384 | 0.40491 | 0.34124 | 0.30613
2012-03-04 | 0.17353 | 0.11289 | 0.17287 | 0.21163 | 0.52119 | 0.52119 | 0.52119 | 0.52119 | 0.34765 | 0.4083 | 0.34832 | 0.30956
2012-03-04 01:00 | 0.17456 | 0.10801 | 0.16881 | 0.21608 | 0.52119 | 0.52119 | 0.52119 | 0.52119 | 0.34663 | 0.41318 | 0.35238 | 0.3051
2012-03-04 02:00 | 0.17561 | 0.107 | 0.16885 | 0.2176 | 0.52119 | 0.52119 | 0.52119 | 0.52119 | 0.34558 | 0.41418 | 0.35233 | 0.30359
2012-03-04 03:00 | 0.17621 | 0.10527 | 0.17083 | 0.21448 | 0.52119 | 0.52119 | 0.52119 | 0.52119 | 0.34498 | 0.41591 | 0.35036 | 0.30671
2012-03-04 04:00 | 0.17788 | 0.11011 | 0.17148 | 0.2184 | 0.52119 | 0.52119 | 0.52119 | 0.52119 | 0.34331 | 0.41108 | 0.34971 | 0.30278
2012-03-04 05:00 | 0.18141 | 0.11328 | 0.18728 | 0.21961 | 0.52119 | 0.52119 | 0.52119 | 0.52119 | 0.33978 | 0.40791 | 0.33391 | 0.30158
2012-03-04 06:00 | 0.19486 | 0.12861 | 0.19311 | 0.22146 | 0.52119 | 0.52119 | 0.52119 | 0.52119 | 0.32633 | 0.39257 | 0.32808 | 0.29973
2012-03-04 07:00 | 0.20937 | 0.16454 | 0.19121 | 0.22367 | 0.52119 | 0.52119 | 0.52119 | 0.52119 | 0.31182 | 0.35665 | 0.32998 | 0.29752
2012-03-04 08:00 | 0.2258 | 0.21307 | 0.20012 | 0.22575 | 0.52119 | 0.52119 | 0.52119 | 0.52119 | 0.29538 | 0.30812 | 0.32107 | 0.29544
2012-03-04 09:00 | 0.23682 | 0.23665 | 0.19012 | 0.22696 | 0.52119 | 0.52119 | 0.52119 | 0.52119 | 0.28437 | 0.28454 | 0.33107 | 0.29423
2012-03-04 10:00 | 0.24044 | 0.23936 | 0.18858 | 0.22812 | 0.52119 | 0.52119 | 0.52119 | 0.52119 | 0.28075 | 0.28183 | 0.33261 | 0.29307
2012-03-04 11:00 | 0.2436 | 0.24234 | 0.18807 | 0.22851 | 0.52119 | 0.52119 | 0.52119 | 0.52119 | 0.27758 | 0.27884 | 0.33312 | 0.29268
2012-03-04 12:00 | 0.24414 | 0.23832 | 0.18521 | 0.22736 | 0.52119 | 0.52119 | 0.52119 | 0.52119 | 0.27704 | 0.28287 | 0.33598 | 0.29383
2012-03-04 13:00 | 0.24001 | 0.2272 | 0.19131 | 0.22527 | 0.52119 | 0.52119 | 0.52119 | 0.52119 | 0.28118 | 0.29399 | 0.32988 | 0.29592
2012-03-04 14:00 | 0.23269 | 0.2199 | 0.18195 | 0.22175 | 0.52119 | 0.52119 | 0.52119 | 0.52119 | 0.28849 | 0.30129 | 0.33924 | 0.29944
2012-03-04 15:00 | 0.22517 | 0.19316 | 0.19026 | 0.22117 | 0.52119 | 0.52119 | 0.52119 | 0.52119 | 0.29601 | 0.32803 | 0.33093 | 0.30002
2012-03-04 16:00 | 0.22072 | 0.17606 | 0.18782 | 0.22129 | 0.52119 | 0.52119 | 0.52119 | 0.52119 | 0.30047 | 0.34512 | 0.33336 | 0.2999
2012-03-04 17:00 | 0.21089 | 0.16248 | 0.18408 | 0.21946 | 0.52119 | 0.52119 | 0.52119 | 0.52119 | 0.3103 | 0.35871 | 0.3371 | 0.30173
2012-03-04 18:00 | 0.20627 | 0.15431 | 0.18071 | 0.21519 | 0.52119 | 0.52119 | 0.52119 | 0.52119 | 0.31492 | 0.36688 | 0.34048 | 0.306
2012-03-04 19:00 | 0.19655 | 0.14284 | 0.18114 | 0.21516 | 0.52119 | 0.52119 | 0.52119 | 0.52119 | 0.32464 | 0.37835 | 0.34005 | 0.30602
2012-03-04 20:00 | 0.19467 | 0.13567 | 0.18138 | 0.21791 | 0.52119 | 0.52119 | 0.52119 | 0.52119 | 0.32652 | 0.38552 | 0.33981 | 0.30327
2012-03-04 21:00 | 0.1906 | 0.13133 | 0.18451 | 0.21807 | 0.52119 | 0.52119 | 0.52119 | 0.52119 | 0.33059 | 0.38985 | 0.33668 | 0.30311
2012-03-04 22:00 | 0.18802 | 0.12597 | 0.18172 | 0.21858 | 0.52119 | 0.52119 | 0.52119 | 0.52119 | 0.33317 | 0.39522 | 0.33947 | 0.30261
2012-03-04 23:00 | 0.18771 | 0.11473 | 0.18076 | 0.2201 | 0.52119 | 0.52119 | 0.52119 | 0.52119 | 0.33347 | 0.40646 | 0.34042 | 0.30109
2012-03-05 | 0.1752 | 0.10401 | 0.17341 | 0.21672 | 0.52119 | 0.52119 | 0.52119 | 0.52119 | 0.34599 | 0.41718 | 0.34778 | 0.30447
2012-03-05 01:00 | 0.17651 | 0.10219 | 0.16997 | 0.21747 | 0.52119 | 0.52119 | 0.52119 | 0.52119 | 0.34468 | 0.41899 | 0.35122 | 0.30372
2012-03-05 02:00 | 0.17433 | 0.10391 | 0.17072 | 0.21834 | 0.52119 | 0.52119 | 0.52119 | 0.52119 | 0.34686 | 0.41728 | 0.35047 | 0.30285
2012-03-05 03:00 | 0.18644 | 0.11206 | 0.17423 | 0.21919 | 0.52119 | 0.52119 | 0.52119 | 0.52119 | 0.33475 | 0.40912 | 0.34696 | 0.30199
2012-03-05 04:00 | 0.20353 | 0.12672 | 0.17833 | 0.22254 | 0.52119 | 0.52119 | 0.52119 | 0.52119 | 0.31766 | 0.39446 | 0.34286 | 0.29865
2012-03-05 05:00 | 0.22824 | 0.14706 | 0.18001 | 0.22758 | 0.52119 | 0.52119 | 0.52119 | 0.52119 | 0.29295 | 0.37413 | 0.34118 | 0.29361
2012-03-05 06:00 | 0.26684 | 0.23198 | 0.19128 | 0.23154 | 0.52119 | 0.52119 | 0.52119 | 0.52119 | 0.25435 | 0.28921 | 0.32991 | 0.28965
2012-03-05 07:00 | 0.29084 | 0.30449 | 0.19405 | 0.2326 | 0.52119 | 0.52119 | 0.52119 | 0.52119 | 0.23035 | 0.2167 | 0.32714 | 0.28859
2012-03-05 08:00 | 0.29915 | 0.32725 | 0.19434 | 0.23307 | 0.52119 | 0.52119 | 0.52119 | 0.52119 | 0.22204 | 0.19394 | 0.32684 | 0.28812
2012-03-05 09:00 | 0.29728 | 0.33105 | 0.19962 | 0.23311 | 0.52119 | 0.52119 | 0.52119 | 0.52119 | 0.2239 | 0.19014 | 0.32157 | 0.28808
2012-03-05 10:00 | 0.29628 | 0.32486 | 0.20153 | 0.23438 | 0.52119 | 0.52119 | 0.52119 | 0.52119 | 0.22491 | 0.19633 | 0.31965 | 0.2868
2012-03-05 11:00 | 0.295 | 0.31991 | 0.20176 | 0.23415 | 0.52119 | 0.52119 | 0.52119 | 0.52119 | 0.22619 | 0.20128 | 0.31943 | 0.28704
2012-03-05 12:00 | 0.2933 | 0.31622 | 0.2021 | 0.23214 | 0.52119 | 0.52119 | 0.52119 | 0.52119 | 0.22789 | 0.20496 | 0.31909 | 0.28904
2012-03-05 13:00 | 0.29229 | 0.31672 | 0.20296 | 0.23095 | 0.52119 | 0.52119 | 0.52119 | 0.52119 | 0.2289 | 0.20446 | 0.31823 | 0.29023
2012-03-05 14:00 | 0.29239 | 0.31292 | 0.20061 | 0.22895 | 0.52119 | 0.52119 | 0.52119 | 0.52119 | 0.2288 | 0.20826 | 0.32058 | 0.29224
2012-03-05 15:00 | 0.28999 | 0.30753 | 0.19931 | 0.22547 | 0.52119 | 0.52119 | 0.52119 | 0.52119 | 0.2312 | 0.21365 | 0.32188 | 0.29572
2012-03-05 16:00 | 0.28676 | 0.30603 | 0.2039 | 0.22375 | 0.52119 | 0.52119 | 0.52119 | 0.52119 | 0.23443 | 0.21515 | 0.31728 | 0.29744
2012-03-05 17:00 | 0.28056 | 0.28905 | 0.20334 | 0.2227 | 0.52119 | 0.52119 | 0.52119 | 0.52119 | 0.24063 | 0.23214 | 0.31784 | 0.29849
2012-03-05 18:00 | 0.24847 | 0.25775 | 0.19853 | 0.22128 | 0.52119 | 0.52119 | 0.52119 | 0.52119 | 0.27272 | 0.26344 | 0.32266 | 0.29991
2012-03-05 19:00 | 0.22609 | 0.21109 | 0.19578 | 0.21803 | 0.52119 | 0.52119 | 0.52119 | 0.52119 | 0.2951 | 0.3101 | 0.32541 | 0.30316
2012-03-05 20:00 | 0.21107 | 0.18756 | 0.19421 | 0.21862 | 0.52119 | 0.52119 | 0.52119 | 0.52119 | 0.31012 | 0.33363 | 0.32698 | 0.30257
2012-03-05 21:00 | 0.19946 | 0.17741 | 0.19127 | 0.21813 | 0.52119 | 0.52119 | 0.52119 | 0.52119 | 0.32173 | 0.34378 | 0.32992 | 0.30306
2012-03-05 22:00 | 0.18804 | 0.14093 | 0.18841 | 0.21526 | 0.52119 | 0.52119 | 0.52119 | 0.52119 | 0.33315 | 0.38026 | 0.33278 | 0.30593
2012-03-05 23:00 | 0.1773 | 0.11068 | 0.18346 | 0.21401 | 0.52119 | 0.52119 | 0.52119 | 0.52119 | 0.34389 | 0.41051 | 0.33773 | 0.30718
2012-03-06 | 0.17544 | 0.10411 | 0.17529 | 0.21708 | 0.52119 | 0.52119 | 0.52119 | 0.52119 | 0.34574 | 0.41708 | 0.3459 | 0.30411
2012-03-06 01:00 | 0.17665 | 0.10227 | 0.17314 | 0.2176 | 0.52119 | 0.52119 | 0.52119 | 0.52119 | 0.34454 | 0.41892 | 0.34805 | 0.30358
2012-03-06 02:00 | 0.17465 | 0.10399 | 0.17545 | 0.21917 | 0.52119 | 0.52119 | 0.52119 | 0.52119 | 0.34654 | 0.4172 | 0.34574 | 0.30202
2012-03-06 03:00 | 0.18705 | 0.11214 | 0.18074 | 0.22051 | 0.52119 | 0.52119 | 0.52119 | 0.52119 | 0.33414 | 0.40905 | 0.34045 | 0.30067
2012-03-06 04:00 | 0.20423 | 0.12673 | 0.18275 | 0.2228 | 0.52119 | 0.52119 | 0.52119 | 0.52119 | 0.31696 | 0.39446 | 0.33844 | 0.29838
2012-03-06 05:00 | 0.22947 | 0.14712 | 0.18664 | 0.22794 | 0.52119 | 0.52119 | 0.52119 | 0.52119 | 0.29172 | 0.37407 | 0.33455 | 0.29325
2012-03-06 06:00 | 0.26861 | 0.23312 | 0.19777 | 0.23257 | 0.52119 | 0.52119 | 0.52119 | 0.52119 | 0.25257 | 0.28807 | 0.32342 | 0.28862
2012-03-06 07:00 | 0.29 | 0.30448 | 0.19662 | 0.23437 | 0.52119 | 0.52119 | 0.52119 | 0.52119 | 0.23119 | 0.21671 | 0.32456 | 0.28682
2012-03-06 08:00 | 0.2959 | 0.32759 | 0.19923 | 0.23459 | 0.52119 | 0.52119 | 0.52119 | 0.52119 | 0.22528 | 0.19359 | 0.32196 | 0.2866
2012-03-06 09:00 | 0.2943 | 0.33123 | 0.19961 | 0.23451 | 0.52119 | 0.52119 | 0.52119 | 0.52119 | 0.22689 | 0.18996 | 0.32158 | 0.28668
2012-03-06 10:00 | 0.29273 | 0.32565 | 0.2007 | 0.23523 | 0.52119 | 0.52119 | 0.52119 | 0.52119 | 0.22845 | 0.19553 | 0.32049 | 0.28596
2012-03-06 11:00 | 0.2923 | 0.31908 | 0.20104 | 0.23519 | 0.52119 | 0.52119 | 0.52119 | 0.52119 | 0.22888 | 0.2021 | 0.32015 | 0.286
2012-03-06 12:00 | 0.29097 | 0.31544 | 0.20125 | 0.23288 | 0.52119 | 0.52119 | 0.52119 | 0.52119 | 0.23022 | 0.20575 | 0.31994 | 0.28831
2012-03-06 13:00 | 0.29011 | 0.31588 | 0.20133 | 0.2313 | 0.52119 | 0.52119 | 0.52119 | 0.52119 | 0.23108 | 0.20531 | 0.31986 | 0.28989
2012-03-06 14:00 | 0.29052 | 0.31327 | 0.19991 | 0.22968 | 0.52119 | 0.52119 | 0.52119 | 0.52119 | 0.23067 | 0.20792 | 0.32128 | 0.29151
2012-03-06 15:00 | 0.28844 | 0.30782 | 0.19888 | 0.22648 | 0.52119 | 0.52119 | 0.52119 | 0.52119 | 0.23275 | 0.21337 | 0.32231 | 0.2947
2012-03-06 16:00 | 0.28594 | 0.30618 | 0.19974 | 0.22526 | 0.52119 | 0.52119 | 0.52119 | 0.52119 | 0.23525 | 0.21501 | 0.32144 | 0.29593
2012-03-06 17:00 | 0.28002 | 0.28945 | 0.20289 | 0.22403 | 0.52119 | 0.52119 | 0.52119 | 0.52119 | 0.24117 | 0.23174 | 0.3183 | 0.29716
2012-03-06 18:00 | 0.2483 | 0.25717 | 0.1993 | 0.22166 | 0.52119 | 0.52119 | 0.52119 | 0.52119 | 0.27289 | 0.26401 | 0.32188 | 0.29953
2012-03-06 19:00 | 0.2263 | 0.20977 | 0.19803 | 0.21915 | 0.52119 | 0.52119 | 0.52119 | 0.52119 | 0.29488 | 0.31142 | 0.32316 | 0.30204
2012-03-06 20:00 | 0.21098 | 0.18717 | 0.19624 | 0.21939 | 0.52119 | 0.52119 | 0.52119 | 0.52119 | 0.3102 | 0.33402 | 0.32494 | 0.3018
2012-03-06 21:00 | 0.19929 | 0.17723 | 0.19296 | 0.21889 | 0.52119 | 0.52119 | 0.52119 | 0.52119 | 0.3219 | 0.34396 | 0.32823 | 0.3023
2012-03-06 22:00 | 0.1881 | 0.14062 | 0.18931 | 0.21582 | 0.52119 | 0.52119 | 0.52119 | 0.52119 | 0.33309 | 0.38057 | 0.33188 | 0.30537
2012-03-06 23:00 | 0.17737 | 0.1103 | 0.18432 | 0.21451 | 0.52119 | 0.52119 | 0.52119 | 0.52119 | 0.34382 | 0.41089 | 0.33687 | 0.30668
2012-03-07 | 0.1756 | 0.10383 | 0.17651 | 0.2174 | 0.52119 | 0.52119 | 0.52119 | 0.52119 | 0.34559 | 0.41736 | 0.34468 | 0.30379
2012-03-07 01:00 | 0.17695 | 0.10222 | 0.17431 | 0.21797 | 0.52119 | 0.52119 | 0.52119 | 0.52119 | 0.34424 | 0.41897 | 0.34688 | 0.30322
2012-03-07 02:00 | 0.17515 | 0.10394 | 0.17655 | 0.21964 | 0.52119 | 0.52119 | 0.52119 | 0.52119 | 0.34604 | 0.41725 | 0.34464 | 0.30154
2012-03-07 03:00 | 0.18728 | 0.11208 | 0.18157 | 0.22081 | 0.52119 | 0.52119 | 0.52119 | 0.52119 | 0.33391 | 0.40911 | 0.33962 | 0.30038
2012-03-07 04:00 | 0.20466 | 0.12662 | 0.18331 | 0.22302 | 0.52119 | 0.52119 | 0.52119 | 0.52119 | 0.31653 | 0.39457 | 0.33788 | 0.29817
2012-03-07 05:00 | 0.23014 | 0.14721 | 0.18699 | 0.22798 | 0.52119 | 0.52119 | 0.52119 | 0.52119 | 0.29105 | 0.37398 | 0.3342 | 0.29321
2012-03-07 06:00 | 0.26929 | 0.23296 | 0.19787 | 0.23253 | 0.52119 | 0.52119 | 0.52119 | 0.52119 | 0.25189 | 0.28823 | 0.32332 | 0.28866
2012-03-07 07:00 | 0.29194 | 0.30457 | 0.19663 | 0.23454 | 0.52119 | 0.52119 | 0.52119 | 0.52119 | 0.22925 | 0.21661 | 0.32455 | 0.28665
2012-03-07 08:00 | 0.29672 | 0.32751 | 0.19952 | 0.23483 | 0.52119 | 0.52119 | 0.52119 | 0.52119 | 0.22447 | 0.19368 | 0.32166 | 0.28636
2012-03-07 09:00 | 0.29526 | 0.331 | 0.19988 | 0.23457 | 0.52119 | 0.52119 | 0.52119 | 0.52119 | 0.22593 | 0.19019 | 0.32131 | 0.28662
2012-03-07 10:00 | 0.2907 | 0.32535 | 0.19969 | 0.2358 | 0.52119 | 0.52119 | 0.52119 | 0.52119 | 0.23049 | 0.19583 | 0.3215 | 0.28538
2012-03-07 11:00 | 0.28962 | 0.31882 | 0.2011 | 0.23528 | 0.52119 | 0.52119 | 0.52119 | 0.52119 | 0.23157 | 0.20237 | 0.32009 | 0.28591
2012-03-07 12:00 | 0.28802 | 0.31547 | 0.20112 | 0.23285 | 0.52119 | 0.52119 | 0.52119 | 0.52119 | 0.23317 | 0.20572 | 0.32007 | 0.28833
2012-03-07 13:00 | 0.28716 | 0.31623 | 0.20305 | 0.23118 | 0.52119 | 0.52119 | 0.52119 | 0.52119 | 0.23403 | 0.20496 | 0.31814 | 0.29001
2012-03-07 14:00 | 0.28654 | 0.31322 | 0.20158 | 0.22936 | 0.52119 | 0.52119 | 0.52119 | 0.52119 | 0.23465 | 0.20796 | 0.31961 | 0.29183
2012-03-07 15:00 | 0.28431 | 0.30784 | 0.19903 | 0.22649 | 0.52119 | 0.52119 | 0.52119 | 0.52119 | 0.23687 | 0.21335 | 0.32216 | 0.29469
2012-03-07 16:00 | 0.2814 | 0.30617 | 0.20068 | 0.22481 | 0.52119 | 0.52119 | 0.52119 | 0.52119 | 0.23979 | 0.21501 | 0.32051 | 0.29638
2012-03-07 17:00 | 0.27485 | 0.28921 | 0.2027 | 0.22378 | 0.52119 | 0.52119 | 0.52119 | 0.52119 | 0.24634 | 0.23198 | 0.31849 | 0.29741
2012-03-07 18:00 | 0.24519 | 0.25762 | 0.19928 | 0.2217 | 0.52119 | 0.52119 | 0.52119 | 0.52119 | 0.276 | 0.26356 | 0.32191 | 0.29949
2012-03-07 19:00 | 0.22306 | 0.21049 | 0.1983 | 0.2193 | 0.52119 | 0.52119 | 0.52119 | 0.52119 | 0.29812 | 0.3107 | 0.32289 | 0.30188
2012-03-07 20:00 | 0.20797 | 0.1876 | 0.1962 | 0.2193 | 0.52119 | 0.52119 | 0.52119 | 0.52119 | 0.31321 | 0.33359 | 0.32499 | 0.30188
2012-03-07 21:00 | 0.19917 | 0.17751 | 0.19329 | 0.21898 | 0.52119 | 0.52119 | 0.52119 | 0.52119 | 0.32202 | 0.34368 | 0.3279 | 0.30221
2012-03-07 22:00 | 0.18831 | 0.14113 | 0.18953 | 0.21597 | 0.52119 | 0.52119 | 0.52119 | 0.52119 | 0.33288 | 0.38006 | 0.33166 | 0.30521
2012-03-07 23:00 | 0.17721 | 0.11068 | 0.18305 | 0.21484 | 0.52119 | 0.52119 | 0.52119 | 0.52119 | 0.34398 | 0.41051 | 0.33814 | 0.30635
2012-03-08 | 0.1761 | 0.10415 | 0.17381 | 0.21811 | 0.52119 | 0.52119 | 0.52119 | 0.52119 | 0.34509 | 0.41704 | 0.34738 | 0.30307
2012-03-08 01:00 | 0.17754 | 0.10222 | 0.17571 | 0.21873 | 0.52119 | 0.52119 | 0.52119 | 0.52119 | 0.34365 | 0.41897 | 0.34548 | 0.30246
2012-03-08 02:00 | 0.17546 | 0.10395 | 0.17758 | 0.22048 | 0.52119 | 0.52119 | 0.52119 | 0.52119 | 0.34573 | 0.41723 | 0.34361 | 0.30071
2012-03-08 03:00 | 0.18709 | 0.11208 | 0.18247 | 0.22157 | 0.52119 | 0.52119 | 0.52119 | 0.52119 | 0.3341 | 0.40911 | 0.33872 | 0.29962
2012-03-08 04:00 | 0.20458 | 0.12662 | 0.18416 | 0.2238 | 0.52119 | 0.52119 | 0.52119 | 0.52119 | 0.31661 | 0.39457 | 0.33703 | 0.29739
2012-03-08 05:00 | 0.23088 | 0.14724 | 0.18785 | 0.22887 | 0.52119 | 0.52119 | 0.52119 | 0.52119 | 0.2903 | 0.37395 | 0.33334 | 0.29232
2012-03-08 06:00 | 0.26978 | 0.23246 | 0.19736 | 0.23347 | 0.52119 | 0.52119 | 0.52119 | 0.52119 | 0.25141 | 0.28873 | 0.32383 | 0.28772
2012-03-08 07:00 | 0.29316 | 0.30291 | 0.19683 | 0.23533 | 0.52119 | 0.52119 | 0.52119 | 0.52119 | 0.22802 | 0.21828 | 0.32436 | 0.28586
2012-03-08 08:00 | 0.29912 | 0.32739 | 0.19868 | 0.23547 | 0.52119 | 0.52119 | 0.52119 | 0.52119 | 0.22207 | 0.1938 | 0.32251 | 0.28572
2012-03-08 09:00 | 0.29644 | 0.32902 | 0.1982 | 0.23506 | 0.52119 | 0.52119 | 0.52119 | 0.52119 | 0.22475 | 0.19217 | 0.32298 | 0.28613
2012-03-08 10:00 | 0.2915 | 0.32398 | 0.19833 | 0.2359 | 0.52119 | 0.52119 | 0.52119 | 0.52119 | 0.22969 | 0.19721 | 0.32286 | 0.28528
2012-03-08 11:00 | 0.29044 | 0.31725 | 0.19929 | 0.23572 | 0.52119 | 0.52119 | 0.52119 | 0.52119 | 0.23074 | 0.20393 | 0.3219 | 0.28547
2012-03-08 12:00 | 0.28975 | 0.31387 | 0.19969 | 0.23328 | 0.52119 | 0.52119 | 0.52119 | 0.52119 | 0.23144 | 0.20732 | 0.3215 | 0.2879
2012-03-08 13:00 | 0.28964 | 0.31491 | 0.19961 | 0.23139 | 0.52119 | 0.52119 | 0.52119 | 0.52119 | 0.23155 | 0.20628 | 0.32157 | 0.2898
2012-03-08 14:00 | 0.29013 | 0.31313 | 0.1995 | 0.22983 | 0.52119 | 0.52119 | 0.52119 | 0.52119 | 0.23106 | 0.20806 | 0.32169 | 0.29135
2012-03-08 15:00 | 0.28816 | 0.30774 | 0.19727 | 0.22665 | 0.52119 | 0.52119 | 0.52119 | 0.52119 | 0.23303 | 0.21345 | 0.32392 | 0.29454
2012-03-08 16:00 | 0.28554 | 0.3061 | 0.19934 | 0.22507 | 0.52119 | 0.52119 | 0.52119 | 0.52119 | 0.23565 | 0.21508 | 0.32185 | 0.29612
2012-03-08 17:00 | 0.27771 | 0.28898 | 0.20138 | 0.22394 | 0.52119 | 0.52119 | 0.52119 | 0.52119 | 0.24348 | 0.23221 | 0.31981 | 0.29725
2012-03-08 18:00 | 0.24698 | 0.25688 | 0.19884 | 0.22187 | 0.52119 | 0.52119 | 0.52119 | 0.52119 | 0.27421 | 0.26431 | 0.32234 | 0.29932
2012-03-08 19:00 | 0.22501 | 0.21085 | 0.19742 | 0.21875 | 0.52119 | 0.52119 | 0.52119 | 0.52119 | 0.29618 | 0.31034 | 0.32377 | 0.30243
2012-03-08 20:00 | 0.20978 | 0.1874 | 0.19517 | 0.21889 | 0.52119 | 0.52119 | 0.52119 | 0.52119 | 0.31141 | 0.33378 | 0.32601 | 0.3023
2012-03-08 21:00 | 0.19936 | 0.17713 | 0.19284 | 0.21859 | 0.52119 | 0.52119 | 0.52119 | 0.52119 | 0.32182 | 0.34406 | 0.32835 | 0.3026
2012-03-08 22:00 | 0.18798 | 0.14069 | 0.18906 | 0.21556 | 0.52119 | 0.52119 | 0.52119 | 0.52119 | 0.33321 | 0.3805 | 0.33213 | 0.30563
2012-03-08 23:00 | 0.17727 | 0.11042 | 0.18369 | 0.21428 | 0.52119 | 0.52119 | 0.52119 | 0.52119 | 0.34391 | 0.41076 | 0.3375 | 0.3069
2012-03-09 | 0.17619 | 0.10378 | 0.17514 | 0.21695 | 0.52119 | 0.52119 | 0.52119 | 0.52119 | 0.345 | 0.41741 | 0.34604 | 0.30424
2012-03-09 01:00 | 0.17668 | 0.10207 | 0.17345 | 0.21755 | 0.52119 | 0.52119 | 0.52119 | 0.52119 | 0.3445 | 0.41911 | 0.34774 | 0.30364
2012-03-09 02:00 | 0.17466 | 0.10388 | 0.17534 | 0.2188 | 0.52119 | 0.52119 | 0.52119 | 0.52119 | 0.34653 | 0.41731 | 0.34585 | 0.30239
2012-03-09 03:00 | 0.18725 | 0.11207 | 0.18028 | 0.21978 | 0.52119 | 0.52119 | 0.52119 | 0.52119 | 0.33393 | 0.40912 | 0.34091 | 0.30141
2012-03-09 04:00 | 0.20412 | 0.12666 | 0.182 | 0.22194 | 0.52119 | 0.52119 | 0.52119 | 0.52119 | 0.31707 | 0.39453 | 0.33919 | 0.29925
2012-03-09 05:00 | 0.2287 | 0.14712 | 0.18563 | 0.22702 | 0.52119 | 0.52119 | 0.52119 | 0.52119 | 0.29249 | 0.37407 | 0.33556 | 0.29416
2012-03-09 06:00 | 0.26742 | 0.2326 | 0.19505 | 0.23127 | 0.52119 | 0.52119 | 0.52119 | 0.52119 | 0.25377 | 0.28859 | 0.32614 | 0.28992
2012-03-09 07:00 | 0.29103 | 0.30401 | 0.19502 | 0.23305 | 0.52119 | 0.52119 | 0.52119 | 0.52119 | 0.23016 | 0.21718 | 0.32617 | 0.28814
2012-03-09 08:00 | 0.29729 | 0.3273 | 0.19611 | 0.23355 | 0.52119 | 0.52119 | 0.52119 | 0.52119 | 0.2239 | 0.19388 | 0.32508 | 0.28764
2012-03-09 09:00 | 0.29547 | 0.33225 | 0.19996 | 0.23339 | 0.52119 | 0.52119 | 0.52119 | 0.52119 | 0.22572 | 0.18894 | 0.32122 | 0.2878
2012-03-09 10:00 | 0.29439 | 0.32652 | 0.19972 | 0.23436 | 0.52119 | 0.52119 | 0.52119 | 0.52119 | 0.2268 | 0.19467 | 0.32146 | 0.28682
2012-03-09 11:00 | 0.29348 | 0.32104 | 0.20127 | 0.23378 | 0.52119 | 0.52119 | 0.52119 | 0.52119 | 0.22771 | 0.20015 | 0.31992 | 0.28741
2012-03-09 12:00 | 0.29242 | 0.31726 | 0.19943 | 0.23089 | 0.52119 | 0.52119 | 0.52119 | 0.52119 | 0.22877 | 0.20393 | 0.32176 | 0.2903
2012-03-09 13:00 | 0.29166 | 0.31742 | 0.20434 | 0.23009 | 0.52119 | 0.52119 | 0.52119 | 0.52119 | 0.22953 | 0.20377 | 0.31685 | 0.29109
2012-03-09 14:00 | 0.29101 | 0.31222 | 0.20135 | 0.22758 | 0.52119 | 0.52119 | 0.52119 | 0.52119 | 0.23018 | 0.20897 | 0.31984 | 0.29361
2012-03-09 15:00 | 0.28823 | 0.30693 | 0.2013 | 0.22571 | 0.52119 | 0.52119 | 0.52119 | 0.52119 | 0.23295 | 0.21426 | 0.31989 | 0.29548
2012-03-09 16:00 | 0.28612 | 0.30546 | 0.20117 | 0.22445 | 0.52119 | 0.52119 | 0.52119 | 0.52119 | 0.23507 | 0.21572 | 0.32002 | 0.29674
2012-03-09 17:00 | 0.2807 | 0.2887 | 0.20196 | 0.22411 | 0.52119 | 0.52119 | 0.52119 | 0.52119 | 0.24049 | 0.23249 | 0.31923 | 0.29707
2012-03-09 18:00 | 0.24895 | 0.25525 | 0.19937 | 0.22052 | 0.52119 | 0.52119 | 0.52119 | 0.52119 | 0.27224 | 0.26594 | 0.32182 | 0.30067
2012-03-09 19:00 | 0.22528 | 0.20796 | 0.19872 | 0.21869 | 0.52119 | 0.52119 | 0.52119 | 0.52119 | 0.2959 | 0.31323 | 0.32246 | 0.30249
2012-03-09 20:00 | 0.21107 | 0.18786 | 0.19693 | 0.21871 | 0.52119 | 0.52119 | 0.52119 | 0.52119 | 0.31012 | 0.33333 | 0.32425 | 0.30247
2012-03-09 21:00 | 0.19967 | 0.17798 | 0.19404 | 0.21826 | 0.52119 | 0.52119 | 0.52119 | 0.52119 | 0.32152 | 0.34321 | 0.32715 | 0.30293
2012-03-09 22:00 | 0.18744 | 0.14151 | 0.19024 | 0.21551 | 0.52119 | 0.52119 | 0.52119 | 0.52119 | 0.33375 | 0.37968 | 0.33094 | 0.30568
2012-03-09 23:00 | 0.17648 | 0.11065 | 0.18213 | 0.2141 | 0.52119 | 0.52119 | 0.52119 | 0.52119 | 0.3447 | 0.41054 | 0.33906 | 0.30709
2012-03-10 | 0.17186 | 0.11117 | 0.17553 | 0.21948 | 0.52119 | 0.52119 | 0.52119 | 0.52119 | 0.34933 | 0.41002 | 0.34566 | 0.30171
2012-03-10 01:00 | 0.17544 | 0.1061 | 0.17125 | 0.22126 | 0.52119 | 0.52119 | 0.52119 | 0.52119 | 0.34575 | 0.41509 | 0.34994 | 0.29993
2012-03-10 02:00 | 0.17456 | 0.10503 | 0.17029 | 0.2204 | 0.52119 | 0.52119 | 0.52119 | 0.52119 | 0.34663 | 0.41616 | 0.3509 | 0.30079
2012-03-10 03:00 | 0.17544 | 0.10514 | 0.17211 | 0.22126 | 0.52119 | 0.52119 | 0.52119 | 0.52119 | 0.34575 | 0.41605 | 0.34908 | 0.29993
2012-03-10 04:00 | 0.17662 | 0.10977 | 0.17294 | 0.22144 | 0.52119 | 0.52119 | 0.52119 | 0.52119 | 0.34457 | 0.41142 | 0.34825 | 0.29975
2012-03-10 05:00 | 0.17972 | 0.11299 | 0.18333 | 0.22393 | 0.52119 | 0.52119 | 0.52119 | 0.52119 | 0.34147 | 0.4082 | 0.33785 | 0.29726
2012-03-10 06:00 | 0.19319 | 0.12836 | 0.18671 | 0.22474 | 0.52119 | 0.52119 | 0.52119 | 0.52119 | 0.328 | 0.39283 | 0.33448 | 0.29645
2012-03-10 07:00 | 0.20615 | 0.1657 | 0.18728 | 0.22552 | 0.52119 | 0.52119 | 0.52119 | 0.52119 | 0.31504 | 0.35548 | 0.3339 | 0.29567
2012-03-10 08:00 | 0.2271 | 0.21366 | 0.19013 | 0.22664 | 0.52119 | 0.52119 | 0.52119 | 0.52119 | 0.29409 | 0.30753 | 0.33105 | 0.29455
2012-03-10 09:00 | 0.23777 | 0.2327 | 0.19039 | 0.22951 | 0.52119 | 0.52119 | 0.52119 | 0.52119 | 0.28342 | 0.28849 | 0.3308 | 0.29168
2012-03-10 10:00 | 0.24027 | 0.23363 | 0.18813 | 0.22864 | 0.52119 | 0.52119 | 0.52119 | 0.52119 | 0.28092 | 0.28756 | 0.33306 | 0.29255
2012-03-10 11:00 | 0.24079 | 0.24098 | 0.18988 | 0.22916 | 0.52119 | 0.52119 | 0.52119 | 0.52119 | 0.2804 | 0.28021 | 0.33131 | 0.29203
2012-03-10 12:00 | 0.23996 | 0.2373 | 0.1868 | 0.22801 | 0.52119 | 0.52119 | 0.52119 | 0.52119 | 0.28123 | 0.28389 | 0.33439 | 0.29318
2012-03-10 13:00 | 0.23726 | 0.22682 | 0.19111 | 0.22561 | 0.52119 | 0.52119 | 0.52119 | 0.52119 | 0.28393 | 0.29437 | 0.33008 | 0.29558
2012-03-10 14:00 | 0.23304 | 0.21971 | 0.18391 | 0.22181 | 0.52119 | 0.52119 | 0.52119 | 0.52119 | 0.28814 | 0.30148 | 0.33727 | 0.29938
2012-03-10 15:00 | 0.22525 | 0.19297 | 0.19062 | 0.22109 | 0.52119 | 0.52119 | 0.52119 | 0.52119 | 0.29594 | 0.32822 | 0.33057 | 0.3001
2012-03-10 16:00 | 0.22081 | 0.17517 | 0.19048 | 0.22143 | 0.52119 | 0.52119 | 0.52119 | 0.52119 | 0.30038 | 0.34601 | 0.33071 | 0.29975
2012-03-10 17:00 | 0.21262 | 0.16179 | 0.18665 | 0.21968 | 0.52119 | 0.52119 | 0.52119 | 0.52119 | 0.30857 | 0.3594 | 0.33454 | 0.30151
2012-03-10 18:00 | 0.2077 | 0.15382 | 0.18796 | 0.21513 | 0.52119 | 0.52119 | 0.52119 | 0.52119 | 0.31349 | 0.36736 | 0.33322 | 0.30606
2012-03-10 19:00 | 0.1974 | 0.14266 | 0.1857 | 0.21496 | 0.52119 | 0.52119 | 0.52119 | 0.52119 | 0.32379 | 0.37853 | 0.33549 | 0.30623
2012-03-10 20:00 | 0.19552 | 0.13577 | 0.18162 | 0.21791 | 0.52119 | 0.52119 | 0.52119 | 0.52119 | 0.32566 | 0.38542 | 0.33957 | 0.30328
2012-03-10 21:00 | 0.19078 | 0.13146 | 0.18452 | 0.21824 | 0.52119 | 0.52119 | 0.52119 | 0.52119 | 0.33041 | 0.38973 | 0.33667 | 0.30295
2012-03-10 22:00 | 0.18815 | 0.12613 | 0.18186 | 0.21862 | 0.52119 | 0.52119 | 0.52119 | 0.52119 | 0.33304 | 0.39505 | 0.33933 | 0.30256
2012-03-10 23:00 | 0.18752 | 0.11238 | 0.18117 | 0.22049 | 0.52119 | 0.52119 | 0.52119 | 0.52119 | 0.33367 | 0.40881 | 0.34002 | 0.30069
2012-03-11 | 0.17356 | 0.10927 | 0.17487 | 0.21902 | 0.52119 | 0.52119 | 0.52119 | 0.52119 | 0.34762 | 0.41192 | 0.34632 | 0.30216
2012-03-11 01:00 | 0.17439 | 0.10419 | 0.17038 | 0.22034 | 0.52119 | 0.52119 | 0.52119 | 0.52119 | 0.34679 | 0.417 | 0.35081 | 0.30085
2012-03-11 02:00 | 0.17451 | 0.10328 | 0.16993 | 0.22009 | 0.52119 | 0.52119 | 0.52119 | 0.52119 | 0.34667 | 0.41791 | 0.35125 | 0.3011
2012-03-11 03:00 | 0.17551 | 0.1055 | 0.17165 | 0.2209 | 0.52119 | 0.52119 | 0.52119 | 0.52119 | 0.34567 | 0.41569 | 0.34953 | 0.30029
2012-03-11 04:00 | 0.17677 | 0.11029 | 0.17505 | 0.22125 | 0.52119 | 0.52119 | 0.52119 | 0.52119 | 0.34442 | 0.4109 | 0.34614 | 0.29993
2012-03-11 05:00 | 0.18068 | 0.11352 | 0.18292 | 0.22363 | 0.52119 | 0.52119 | 0.52119 | 0.52119 | 0.34051 | 0.40767 | 0.33827 | 0.29756
2012-03-11 06:00 | 0.19471 | 0.12876 | 0.189 | 0.22473 | 0.52119 | 0.52119 | 0.52119 | 0.52119 | 0.32648 | 0.39243 | 0.33219 | 0.29646
2012-03-11 07:00 | 0.20893 | 0.16482 | 0.18763 | 0.22522 | 0.52119 | 0.52119 | 0.52119 | 0.52119 | 0.31226 | 0.35637 | 0.33356 | 0.29597
2012-03-11 08:00 | 0.22618 | 0.21371 | 0.198 | 0.227 | 0.52119 | 0.52119 | 0.52119 | 0.52119 | 0.29501 | 0.30748 | 0.32319 | 0.29419
2012-03-11 09:00 | 0.23735 | 0.23759 | 0.1927 | 0.23012 | 0.52119 | 0.52119 | 0.52119 | 0.52119 | 0.28384 | 0.2836 | 0.32849 | 0.29107
2012-03-11 10:00 | 0.24192 | 0.24036 | 0.18942 | 0.22885 | 0.52119 | 0.52119 | 0.52119 | 0.52119 | 0.27927 | 0.28082 | 0.33177 | 0.29234
2012-03-11 11:00 | 0.24497 | 0.24129 | 0.19021 | 0.22939 | 0.52119 | 0.52119 | 0.52119 | 0.52119 | 0.27622 | 0.27989 | 0.33098 | 0.2918
2012-03-11 12:00 | 0.2447 | 0.23751 | 0.18684 | 0.22805 | 0.52119 | 0.52119 | 0.52119 | 0.52119 | 0.27648 | 0.28368 | 0.33434 | 0.29314
2012-03-11 13:00 | 0.24009 | 0.22703 | 0.19294 | 0.22587 | 0.52119 | 0.52119 | 0.52119 | 0.52119 | 0.2811 | 0.29415 | 0.32824 | 0.29532
2012-03-11 14:00 | 0.23349 | 0.21985 | 0.18432 | 0.2222 | 0.52119 | 0.52119 | 0.52119 | 0.52119 | 0.2877 | 0.30134 | 0.33686 | 0.29899
2012-03-11 15:00 | 0.22565 | 0.19317 | 0.19123 | 0.2213 | 0.52119 | 0.52119 | 0.52119 | 0.52119 | 0.29554 | 0.32801 | 0.32996 | 0.29989
2012-03-11 16:00 | 0.22088 | 0.17578 | 0.19106 | 0.22175 | 0.52119 | 0.52119 | 0.52119 | 0.52119 | 0.3003 | 0.34541 | 0.33013 | 0.29944
2012-03-11 17:00 | 0.21085 | 0.16206 | 0.18586 | 0.21974 | 0.52119 | 0.52119 | 0.52119 | 0.52119 | 0.31034 | 0.35913 | 0.33533 | 0.30145
2012-03-11 18:00 | 0.20602 | 0.15411 | 0.18573 | 0.21537 | 0.52119 | 0.52119 | 0.52119 | 0.52119 | 0.31516 | 0.36708 | 0.33546 | 0.30582
2012-03-11 19:00 | 0.19617 | 0.14275 | 0.18204 | 0.21544 | 0.52119 | 0.52119 | 0.52119 | 0.52119 | 0.32502 | 0.37844 | 0.33915 | 0.30575
2012-03-11 20:00 | 0.19401 | 0.13551 | 0.18173 | 0.21815 | 0.52119 | 0.52119 | 0.52119 | 0.52119 | 0.32718 | 0.38568 | 0.33946 | 0.30303
2012-03-11 21:00 | 0.1903 | 0.13116 | 0.18488 | 0.21837 | 0.52119 | 0.52119 | 0.52119 | 0.52119 | 0.33088 | 0.39003 | 0.33631 | 0.30282
2012-03-11 22:00 | 0.1878 | 0.12585 | 0.18164 | 0.21876 | 0.52119 | 0.52119 | 0.52119 | 0.52119 | 0.33339 | 0.39534 | 0.33954 | 0.30243
2012-03-11 23:00 | 0.18745 | 0.11628 | 0.18095 | 0.22028 | 0.52119 | 0.52119 | 0.52119 | 0.52119 | 0.33374 | 0.40491 | 0.34024 | 0.30091
2012-03-12 | 0.17539 | 0.10397 | 0.17398 | 0.2169 | 0.52119 | 0.52119 | 0.52119 | 0.52119 | 0.3458 | 0.41721 | 0.34721 | 0.30429
2012-03-12 01:00 | 0.17658 | 0.1022 | 0.17131 | 0.21761 | 0.52119 | 0.52119 | 0.52119 | 0.52119 | 0.3446 | 0.41899 | 0.34987 | 0.30358
2012-03-12 02:00 | 0.17457 | 0.10394 | 0.17206 | 0.21865 | 0.52119 | 0.52119 | 0.52119 | 0.52119 | 0.34662 | 0.41725 | 0.34913 | 0.30254
2012-03-12 03:00 | 0.18689 | 0.11209 | 0.17725 | 0.2198 | 0.52119 | 0.52119 | 0.52119 | 0.52119 | 0.3343 | 0.4091 | 0.34393 | 0.30138
2012-03-12 04:00 | 0.20408 | 0.12673 | 0.18004 | 0.22281 | 0.52119 | 0.52119 | 0.52119 | 0.52119 | 0.31711 | 0.39445 | 0.34115 | 0.29838
2012-03-12 05:00 | 0.22903 | 0.14707 | 0.18332 | 0.2276 | 0.52119 | 0.52119 | 0.52119 | 0.52119 | 0.29215 | 0.37412 | 0.33786 | 0.29359
2012-03-12 06:00 | 0.26782 | 0.23169 | 0.19473 | 0.23181 | 0.52119 | 0.52119 | 0.52119 | 0.52119 | 0.25337 | 0.2895 | 0.32645 | 0.28938
2012-03-12 07:00 | 0.29154 | 0.30447 | 0.19574 | 0.23392 | 0.52119 | 0.52119 | 0.52119 | 0.52119 | 0.22965 | 0.21672 | 0.32545 | 0.28727
2012-03-12 08:00 | 0.29843 | 0.3273 | 0.19869 | 0.23466 | 0.52119 | 0.52119 | 0.52119 | 0.52119 | 0.22276 | 0.19388 | 0.3225 | 0.28653
2012-03-12 09:00 | 0.29726 | 0.33047 | 0.19939 | 0.23493 | 0.52119 | 0.52119 | 0.52119 | 0.52119 | 0.22393 | 0.19072 | 0.3218 | 0.28625
2012-03-12 10:00 | 0.29599 | 0.32364 | 0.198 | 0.23619 | 0.52119 | 0.52119 | 0.52119 | 0.52119 | 0.2252 | 0.19755 | 0.32319 | 0.285
2012-03-12 11:00 | 0.29459 | 0.31869 | 0.19986 | 0.23564 | 0.52119 | 0.52119 | 0.52119 | 0.52119 | 0.2266 | 0.2025 | 0.32133 | 0.28555
2012-03-12 12:00 | 0.29262 | 0.31581 | 0.20051 | 0.23244 | 0.52119 | 0.52119 | 0.52119 | 0.52119 | 0.22856 | 0.20537 | 0.32068 | 0.28875
2012-03-12 13:00 | 0.29165 | 0.31663 | 0.20499 | 0.2309 | 0.52119 | 0.52119 | 0.52119 | 0.52119 | 0.22954 | 0.20456 | 0.3162 | 0.29029
2012-03-12 14:00 | 0.29157 | 0.31284 | 0.20251 | 0.22883 | 0.52119 | 0.52119 | 0.52119 | 0.52119 | 0.22962 | 0.20835 | 0.31868 | 0.29236
2012-03-12 15:00 | 0.28869 | 0.30737 | 0.20184 | 0.22652 | 0.52119 | 0.52119 | 0.52119 | 0.52119 | 0.2325 | 0.21381 | 0.31934 | 0.29467
2012-03-12 16:00 | 0.28633 | 0.30601 | 0.20348 | 0.22474 | 0.52119 | 0.52119 | 0.52119 | 0.52119 | 0.23486 | 0.21518 | 0.31771 | 0.29645
2012-03-12 17:00 | 0.28077 | 0.28897 | 0.20308 | 0.224 | 0.52119 | 0.52119 | 0.52119 | 0.52119 | 0.24042 | 0.23222 | 0.3181 | 0.29718
2012-03-12 18:00 | 0.2491 | 0.2576 | 0.19962 | 0.22131 | 0.52119 | 0.52119 | 0.52119 | 0.52119 | 0.27209 | 0.26359 | 0.32157 | 0.29988
2012-03-12 19:00 | 0.2265 | 0.21101 | 0.19851 | 0.21909 | 0.52119 | 0.52119 | 0.52119 | 0.52119 | 0.29468 | 0.31018 | 0.32268 | 0.3021
2012-03-12 20:00 | 0.21167 | 0.18757 | 0.19693 | 0.21937 | 0.52119 | 0.52119 | 0.52119 | 0.52119 | 0.30952 | 0.33362 | 0.32426 | 0.30182
2012-03-12 21:00 | 0.19953 | 0.17733 | 0.19375 | 0.21886 | 0.52119 | 0.52119 | 0.52119 | 0.52119 | 0.32166 | 0.34385 | 0.32744 | 0.30233
2012-03-12 22:00 | 0.18812 | 0.14084 | 0.18999 | 0.21592 | 0.52119 | 0.52119 | 0.52119 | 0.52119 | 0.33307 | 0.38035 | 0.3312 | 0.30527
2012-03-12 23:00 | 0.17739 | 0.11055 | 0.18429 | 0.21462 | 0.52119 | 0.52119 | 0.52119 | 0.52119 | 0.3438 | 0.41063 | 0.33689 | 0.30657
2012-03-13 | 0.17584 | 0.10401 | 0.17645 | 0.2172 | 0.52119 | 0.52119 | 0.52119 | 0.52119 | 0.34534 | 0.41718 | 0.34474 | 0.30399
2012-03-13 01:00 | 0.17669 | 0.1022 | 0.17401 | 0.21768 | 0.52119 | 0.52119 | 0.52119 | 0.52119 | 0.34449 | 0.41898 | 0.34718 | 0.30351
2012-03-13 02:00 | 0.17393 | 0.10395 | 0.17636 | 0.21936 | 0.52119 | 0.52119 | 0.52119 | 0.52119 | 0.34725 | 0.41724 | 0.34483 | 0.30182
2012-03-13 03:00 | 0.18628 | 0.11212 | 0.18114 | 0.22053 | 0.52119 | 0.52119 | 0.52119 | 0.52119 | 0.33491 | 0.40906 | 0.34005 | 0.30066
2012-03-13 04:00 | 0.20323 | 0.12672 | 0.18325 | 0.22275 | 0.52119 | 0.52119 | 0.52119 | 0.52119 | 0.31796 | 0.39446 | 0.33794 | 0.29844
2012-03-13 05:00 | 0.22814 | 0.14715 | 0.18682 | 0.22795 | 0.52119 | 0.52119 | 0.52119 | 0.52119 | 0.29305 | 0.37404 | 0.33437 | 0.29324
2012-03-13 06:00 | 0.26728 | 0.23261 | 0.19656 | 0.23242 | 0.52119 | 0.52119 | 0.52119 | 0.52119 | 0.2539 | 0.28858 | 0.32462 | 0.28877
2012-03-13 07:00 | 0.29065 | 0.30458 | 0.19674 | 0.23549 | 0.52119 | 0.52119 | 0.52119 | 0.52119 | 0.23054 | 0.21661 | 0.32445 | 0.2857
2012-03-13 08:00 | 0.29844 | 0.32708 | 0.19692 | 0.23694 | 0.52119 | 0.52119 | 0.52119 | 0.52119 | 0.22274 | 0.1941 | 0.32426 | 0.28425
2012-03-13 09:00 | 0.29627 | 0.3275 | 0.19382 | 0.23716 | 0.52119 | 0.52119 | 0.52119 | 0.52119 | 0.22491 | 0.19368 | 0.32736 | 0.28403
2012-03-13 10:00 | 0.29557 | 0.32053 | 0.19009 | 0.23696 | 0.52119 | 0.52119 | 0.52119 | 0.52119 | 0.22562 | 0.20066 | 0.3311 | 0.28423
2012-03-13 11:00 | 0.29354 | 0.31571 | 0.18913 | 0.23533 | 0.52119 | 0.52119 | 0.52119 | 0.52119 | 0.22765 | 0.20548 | 0.33205 | 0.28586
2012-03-13 12:00 | 0.29178 | 0.31183 | 0.18845 | 0.23265 | 0.52119 | 0.52119 | 0.52119 | 0.52119 | 0.22941 | 0.20935 | 0.33274 | 0.28854
2012-03-13 13:00 | 0.29107 | 0.31235 | 0.18855 | 0.23113 | 0.52119 | 0.52119 | 0.52119 | 0.52119 | 0.23012 | 0.20884 | 0.33264 | 0.29005
2012-03-13 14:00 | 0.29165 | 0.31097 | 0.18974 | 0.22994 | 0.52119 | 0.52119 | 0.52119 | 0.52119 | 0.22954 | 0.21022 | 0.33145 | 0.29125
2012-03-13 15:00 | 0.28854 | 0.30629 | 0.18959 | 0.22841 | 0.52119 | 0.52119 | 0.52119 | 0.52119 | 0.23265 | 0.21489 | 0.3316 | 0.29277
2012-03-13 16:00 | 0.28685 | 0.30491 | 0.19149 | 0.22734 | 0.52119 | 0.52119 | 0.52119 | 0.52119 | 0.23434 | 0.21628 | 0.3297 | 0.29385
2012-03-13 17:00 | 0.2823 | 0.28823 | 0.19521 | 0.2262 | 0.52119 | 0.52119 | 0.52119 | 0.52119 | 0.23889 | 0.23296 | 0.32598 | 0.29499
2012-03-13 18:00 | 0.24979 | 0.25541 | 0.19746 | 0.22195 | 0.52119 | 0.52119 | 0.52119 | 0.52119 | 0.27139 | 0.26578 | 0.32373 | 0.29924
2012-03-13 19:00 | 0.22721 | 0.20831 | 0.1967 | 0.22053 | 0.52119 | 0.52119 | 0.52119 | 0.52119 | 0.29397 | 0.31287 | 0.32448 | 0.30066
2012-03-13 20:00 | 0.21222 | 0.18753 | 0.19614 | 0.22061 | 0.52119 | 0.52119 | 0.52119 | 0.52119 | 0.30897 | 0.33366 | 0.32504 | 0.30058
2012-03-13 21:00 | 0.19916 | 0.17749 | 0.19331 | 0.22 | 0.52119 | 0.52119 | 0.52119 | 0.52119 | 0.32203 | 0.3437 | 0.32788 | 0.30119
2012-03-13 22:00 | 0.1882 | 0.14094 | 0.18998 | 0.21678 | 0.52119 | 0.52119 | 0.52119 | 0.52119 | 0.33299 | 0.38025 | 0.33121 | 0.30441
2012-03-13 23:00 | 0.17761 | 0.11038 | 0.18305 | 0.21559 | 0.52119 | 0.52119 | 0.52119 | 0.52119 | 0.34358 | 0.41081 | 0.33814 | 0.3056
2012-03-14 | 0.17723 | 0.10378 | 0.17489 | 0.21827 | 0.52119 | 0.52119 | 0.52119 | 0.52119 | 0.34396 | 0.4174 | 0.3463 | 0.30292
2012-03-14 01:00 | 0.17754 | 0.102 | 0.17642 | 0.2189 | 0.52119 | 0.52119 | 0.52119 | 0.52119 | 0.34365 | 0.41919 | 0.34477 | 0.30228
2012-03-14 02:00 | 0.17336 | 0.10388 | 0.17847 | 0.22047 | 0.52119 | 0.52119 | 0.52119 | 0.52119 | 0.34782 | 0.41731 | 0.34272 | 0.30072
2012-03-14 03:00 | 0.18553 | 0.11205 | 0.18307 | 0.22137 | 0.52119 | 0.52119 | 0.52119 | 0.52119 | 0.33566 | 0.40914 | 0.33811 | 0.29982
2012-03-14 04:00 | 0.20227 | 0.12662 | 0.1842 | 0.22341 | 0.52119 | 0.52119 | 0.52119 | 0.52119 | 0.31892 | 0.39457 | 0.33699 | 0.29778
2012-03-14 05:00 | 0.22776 | 0.14715 | 0.1872 | 0.2283 | 0.52119 | 0.52119 | 0.52119 | 0.52119 | 0.29343 | 0.37404 | 0.33399 | 0.29289
2012-03-14 06:00 | 0.26742 | 0.23222 | 0.19632 | 0.23273 | 0.52119 | 0.52119 | 0.52119 | 0.52119 | 0.25376 | 0.28897 | 0.32487 | 0.28846
2012-03-14 07:00 | 0.2904 | 0.30401 | 0.19605 | 0.23419 | 0.52119 | 0.52119 | 0.52119 | 0.52119 | 0.23079 | 0.21718 | 0.32514 | 0.287
2012-03-14 08:00 | 0.29952 | 0.32741 | 0.19853 | 0.235 | 0.52119 | 0.52119 | 0.52119 | 0.52119 | 0.22167 | 0.19378 | 0.32266 | 0.28619
2012-03-14 09:00 | 0.29692 | 0.32715 | 0.19934 | 0.23479 | 0.52119 | 0.52119 | 0.52119 | 0.52119 | 0.22427 | 0.19404 | 0.32184 | 0.2864
2012-03-14 10:00 | 0.29612 | 0.32172 | 0.1997 | 0.23562 | 0.52119 | 0.52119 | 0.52119 | 0.52119 | 0.22507 | 0.19947 | 0.32149 | 0.28557
2012-03-14 11:00 | 0.29409 | 0.31852 | 0.19922 | 0.23454 | 0.52119 | 0.52119 | 0.52119 | 0.52119 | 0.2271 | 0.20267 | 0.32197 | 0.28664
2012-03-14 12:00 | 0.29217 | 0.3147 | 0.20018 | 0.233 | 0.52119 | 0.52119 | 0.52119 | 0.52119 | 0.22901 | 0.20648 | 0.321 | 0.28819
2012-03-14 13:00 | 0.29128 | 0.31512 | 0.19596 | 0.23151 | 0.52119 | 0.52119 | 0.52119 | 0.52119 | 0.22991 | 0.20607 | 0.32523 | 0.28968
2012-03-14 14:00 | 0.29196 | 0.3134 | 0.1977 | 0.22972 | 0.52119 | 0.52119 | 0.52119 | 0.52119 | 0.22923 | 0.20778 | 0.32349 | 0.29147
2012-03-14 15:00 | 0.28963 | 0.30802 | 0.196 | 0.22528 | 0.52119 | 0.52119 | 0.52119 | 0.52119 | 0.23155 | 0.21316 | 0.32519 | 0.29591
2012-03-14 16:00 | 0.28675 | 0.30628 | 0.2009 | 0.22344 | 0.52119 | 0.52119 | 0.52119 | 0.52119 | 0.23444 | 0.21491 | 0.32029 | 0.29774
2012-03-14 17:00 | 0.2815 | 0.28913 | 0.20239 | 0.22213 | 0.52119 | 0.52119 | 0.52119 | 0.52119 | 0.23968 | 0.23206 | 0.3188 | 0.29906
2012-03-14 18:00 | 0.24838 | 0.25768 | 0.19564 | 0.22104 | 0.52119 | 0.52119 | 0.52119 | 0.52119 | 0.2728 | 0.2635 | 0.32555 | 0.30015
2012-03-14 19:00 | 0.22663 | 0.21079 | 0.18954 | 0.21696 | 0.52119 | 0.52119 | 0.52119 | 0.52119 | 0.29456 | 0.31039 | 0.33165 | 0.30423
2012-03-14 20:00 | 0.21179 | 0.18729 | 0.18408 | 0.21828 | 0.52119 | 0.52119 | 0.52119 | 0.52119 | 0.30939 | 0.3339 | 0.33711 | 0.30291
2012-03-14 21:00 | 0.19937 | 0.17718 | 0.18127 | 0.2179 | 0.52119 | 0.52119 | 0.52119 | 0.52119 | 0.32181 | 0.34401 | 0.33992 | 0.30329
2012-03-14 22:00 | 0.1881 | 0.14082 | 0.17684 | 0.21504 | 0.52119 | 0.52119 | 0.52119 | 0.52119 | 0.33308 | 0.38037 | 0.34434 | 0.30615
2012-03-14 23:00 | 0.17745 | 0.1106 | 0.17521 | 0.21349 | 0.52119 | 0.52119 | 0.52119 | 0.52119 | 0.34373 | 0.41058 | 0.34598 | 0.3077
2012-03-15 | 0.17569 | 0.10418 | 0.17078 | 0.21773 | 0.52119 | 0.52119 | 0.52119 | 0.52119 | 0.3455 | 0.41701 | 0.35041 | 0.30346
2012-03-15 01:00 | 0.17692 | 0.10227 | 0.16333 | 0.21858 | 0.52119 | 0.52119 | 0.52119 | 0.52119 | 0.34426 | 0.41892 | 0.35786 | 0.30261
2012-03-15 02:00 | 0.17405 | 0.10398 | 0.16611 | 0.21919 | 0.52119 | 0.52119 | 0.52119 | 0.52119 | 0.34713 | 0.41721 | 0.35508 | 0.302
2012-03-15 03:00 | 0.18605 | 0.11213 | 0.17122 | 0.22018 | 0.52119 | 0.52119 | 0.52119 | 0.52119 | 0.33514 | 0.40905 | 0.34996 | 0.301
2012-03-15 04:00 | 0.20344 | 0.12679 | 0.17959 | 0.22399 | 0.52119 | 0.52119 | 0.52119 | 0.52119 | 0.31775 | 0.3944 | 0.3416 | 0.2972
2012-03-15 05:00 | 0.22878 | 0.14718 | 0.1823 | 0.22892 | 0.52119 | 0.52119 | 0.52119 | 0.52119 | 0.29241 | 0.37401 | 0.33889 | 0.29227
2012-03-15 06:00 | 0.26753 | 0.23297 | 0.19402 | 0.2327 | 0.52119 | 0.52119 | 0.52119 | 0.52119 | 0.25365 | 0.28821 | 0.32716 | 0.28849
2012-03-15 07:00 | 0.28969 | 0.30408 | 0.19738 | 0.23468 | 0.52119 | 0.52119 | 0.52119 | 0.52119 | 0.2315 | 0.21711 | 0.32381 | 0.28651
2012-03-15 08:00 | 0.29867 | 0.32735 | 0.19919 | 0.23585 | 0.52119 | 0.52119 | 0.52119 | 0.52119 | 0.22252 | 0.19384 | 0.32199 | 0.28534
2012-03-15 09:00 | 0.29623 | 0.32651 | 0.19686 | 0.23655 | 0.52119 | 0.52119 | 0.52119 | 0.52119 | 0.22495 | 0.19468 | 0.32433 | 0.28464
2012-03-15 10:00 | 0.29508 | 0.32017 | 0.19398 | 0.23706 | 0.52119 | 0.52119 | 0.52119 | 0.52119 | 0.2261 | 0.20101 | 0.32721 | 0.28413
2012-03-15 11:00 | 0.29303 | 0.31667 | 0.19345 | 0.23626 | 0.52119 | 0.52119 | 0.52119 | 0.52119 | 0.22816 | 0.20452 | 0.32774 | 0.28493
2012-03-15 12:00 | 0.29118 | 0.31221 | 0.18918 | 0.233 | 0.52119 | 0.52119 | 0.52119 | 0.52119 | 0.23001 | 0.20898 | 0.33201 | 0.28818
2012-03-15 13:00 | 0.29025 | 0.31219 | 0.18785 | 0.23115 | 0.52119 | 0.52119 | 0.52119 | 0.52119 | 0.23093 | 0.20899 | 0.33333 | 0.29004
2012-03-15 14:00 | 0.29059 | 0.3115 | 0.19184 | 0.2299 | 0.52119 | 0.52119 | 0.52119 | 0.52119 | 0.23059 | 0.20969 | 0.32935 | 0.29129
2012-03-15 15:00 | 0.28818 | 0.30626 | 0.19073 | 0.22834 | 0.52119 | 0.52119 | 0.52119 | 0.52119 | 0.23301 | 0.21493 | 0.33046 | 0.29285
2012-03-15 16:00 | 0.28656 | 0.30482 | 0.19356 | 0.22714 | 0.52119 | 0.52119 | 0.52119 | 0.52119 | 0.23463 | 0.21637 | 0.32763 | 0.29405
2012-03-15 17:00 | 0.2805 | 0.28832 | 0.19911 | 0.22581 | 0.52119 | 0.52119 | 0.52119 | 0.52119 | 0.24068 | 0.23287 | 0.32208 | 0.29537
2012-03-15 18:00 | 0.24948 | 0.25715 | 0.19847 | 0.22169 | 0.52119 | 0.52119 | 0.52119 | 0.52119 | 0.27171 | 0.26404 | 0.32272 | 0.2995
2012-03-15 19:00 | 0.22706 | 0.20991 | 0.19814 | 0.2202 | 0.52119 | 0.52119 | 0.52119 | 0.52119 | 0.29413 | 0.31128 | 0.32305 | 0.30099
2012-03-15 20:00 | 0.21211 | 0.18755 | 0.19577 | 0.22106 | 0.52119 | 0.52119 | 0.52119 | 0.52119 | 0.30908 | 0.33364 | 0.32541 | 0.30013
2012-03-15 21:00 | 0.1994 | 0.17743 | 0.19345 | 0.22069 | 0.52119 | 0.52119 | 0.52119 | 0.52119 | 0.32179 | 0.34376 | 0.32773 | 0.30049
2012-03-15 22:00 | 0.18827 | 0.14107 | 0.19014 | 0.21754 | 0.52119 | 0.52119 | 0.52119 | 0.52119 | 0.33291 | 0.38012 | 0.33104 | 0.30364
2012-03-15 23:00 | 0.17759 | 0.11049 | 0.18449 | 0.21591 | 0.52119 | 0.52119 | 0.52119 | 0.52119 | 0.3436 | 0.4107 | 0.3367 | 0.30528
2012-03-16 | 0.17598 | 0.10401 | 0.17614 | 0.21795 | 0.52119 | 0.52119 | 0.52119 | 0.52119 | 0.34521 | 0.41718 | 0.34504 | 0.30324
2012-03-16 01:00 | 0.17726 | 0.10221 | 0.17652 | 0.21869 | 0.52119 | 0.52119 | 0.52119 | 0.52119 | 0.34393 | 0.41898 | 0.34466 | 0.30249
2012-03-16 02:00 | 0.17421 | 0.10396 | 0.17866 | 0.22034 | 0.52119 | 0.52119 | 0.52119 | 0.52119 | 0.34698 | 0.41722 | 0.34253 | 0.30085
2012-03-16 03:00 | 0.18605 | 0.11211 | 0.18383 | 0.22145 | 0.52119 | 0.52119 | 0.52119 | 0.52119 | 0.33514 | 0.40908 | 0.33735 | 0.29974
2012-03-16 04:00 | 0.20336 | 0.12666 | 0.18522 | 0.22368 | 0.52119 | 0.52119 | 0.52119 | 0.52119 | 0.31783 | 0.39453 | 0.33596 | 0.2975
2012-03-16 05:00 | 0.22821 | 0.14721 | 0.1889 | 0.22875 | 0.52119 | 0.52119 | 0.52119 | 0.52119 | 0.29298 | 0.37398 | 0.33229 | 0.29244
2012-03-16 06:00 | 0.26765 | 0.23315 | 0.19808 | 0.23313 | 0.52119 | 0.52119 | 0.52119 | 0.52119 | 0.25353 | 0.28804 | 0.32311 | 0.28806
2012-03-16 07:00 | 0.29024 | 0.3042 | 0.19711 | 0.23699 | 0.52119 | 0.52119 | 0.52119 | 0.52119 | 0.23095 | 0.21699 | 0.32408 | 0.2842
2012-03-16 08:00 | 0.29748 | 0.32662 | 0.19587 | 0.23795 | 0.52119 | 0.52119 | 0.52119 | 0.52119 | 0.22371 | 0.19457 | 0.32532 | 0.28324
2012-03-16 09:00 | 0.29537 | 0.3274 | 0.19348 | 0.23733 | 0.52119 | 0.52119 | 0.52119 | 0.52119 | 0.22581 | 0.19379 | 0.32771 | 0.28386
2012-03-16 10:00 | 0.29414 | 0.32102 | 0.19 | 0.23718 | 0.52119 | 0.52119 | 0.52119 | 0.52119 | 0.22705 | 0.20017 | 0.33119 | 0.28401
2012-03-16 11:00 | 0.29335 | 0.31633 | 0.19033 | 0.23543 | 0.52119 | 0.52119 | 0.52119 | 0.52119 | 0.22784 | 0.20486 | 0.33086 | 0.28576
2012-03-16 12:00 | 0.29208 | 0.31354 | 0.19217 | 0.23287 | 0.52119 | 0.52119 | 0.52119 | 0.52119 | 0.22911 | 0.20765 | 0.32902 | 0.28832
2012-03-16 13:00 | 0.29143 | 0.31465 | 0.19866 | 0.23112 | 0.52119 | 0.52119 | 0.52119 | 0.52119 | 0.22976 | 0.20653 | 0.32252 | 0.29007
2012-03-16 14:00 | 0.29167 | 0.31253 | 0.19987 | 0.22946 | 0.52119 | 0.52119 | 0.52119 | 0.52119 | 0.22952 | 0.20866 | 0.32132 | 0.29173
2012-03-16 15:00 | 0.28956 | 0.3075 | 0.19864 | 0.22745 | 0.52119 | 0.52119 | 0.52119 | 0.52119 | 0.23163 | 0.21369 | 0.32255 | 0.29374
2012-03-16 16:00 | 0.28695 | 0.30609 | 0.20007 | 0.22556 | 0.52119 | 0.52119 | 0.52119 | 0.52119 | 0.23423 | 0.2151 | 0.32111 | 0.29562
2012-03-16 17:00 | 0.28091 | 0.28922 | 0.20272 | 0.22351 | 0.52119 | 0.52119 | 0.52119 | 0.52119 | 0.24028 | 0.23197 | 0.31847 | 0.29767
2012-03-16 18:00 | 0.24869 | 0.25769 | 0.1989 | 0.22171 | 0.52119 | 0.52119 | 0.52119 | 0.52119 | 0.2725 | 0.2635 | 0.32229 | 0.29948
2012-03-16 19:00 | 0.22694 | 0.21041 | 0.19658 | 0.21864 | 0.52119 | 0.52119 | 0.52119 | 0.52119 | 0.29424 | 0.31077 | 0.32461 | 0.30255
2012-03-16 20:00 | 0.21199 | 0.18765 | 0.19297 | 0.21893 | 0.52119 | 0.52119 | 0.52119 | 0.52119 | 0.3092 | 0.33354 | 0.32822 | 0.30226
2012-03-16 21:00 | 0.19927 | 0.17755 | 0.18902 | 0.21841 | 0.52119 | 0.52119 | 0.52119 | 0.52119 | 0.32191 | 0.34363 | 0.33217 | 0.30278
2012-03-16 22:00 | 0.18819 | 0.14106 | 0.1846 | 0.21521 | 0.52119 | 0.52119 | 0.52119 | 0.52119 | 0.333 | 0.38013 | 0.33659 | 0.30598
2012-03-16 23:00 | 0.17745 | 0.11064 | 0.17804 | 0.21354 | 0.52119 | 0.52119 | 0.52119 | 0.52119 | 0.34373 | 0.41055 | 0.34315 | 0.30765
2012-03-17 | 0.17328 | 0.11042 | 0.17297 | 0.21379 | 0.52119 | 0.52119 | 0.52119 | 0.52119 | 0.34791 | 0.41077 | 0.34822 | 0.3074
2012-03-17 01:00 | 0.17293 | 0.10556 | 0.16877 | 0.21668 | 0.52119 | 0.52119 | 0.52119 | 0.52119 | 0.34826 | 0.41563 | 0.35242 | 0.30451
2012-03-17 02:00 | 0.17554 | 0.10472 | 0.16876 | 0.21812 | 0.52119 | 0.52119 | 0.52119 | 0.52119 | 0.34565 | 0.41647 | 0.35243 | 0.30307
2012-03-17 03:00 | 0.17643 | 0.10547 | 0.17113 | 0.21424 | 0.52119 | 0.52119 | 0.52119 | 0.52119 | 0.34476 | 0.41572 | 0.35006 | 0.30695
2012-03-17 04:00 | 0.17781 | 0.11026 | 0.17229 | 0.21869 | 0.52119 | 0.52119 | 0.52119 | 0.52119 | 0.34338 | 0.41093 | 0.3489 | 0.3025
2012-03-17 05:00 | 0.18156 | 0.11344 | 0.18897 | 0.21927 | 0.52119 | 0.52119 | 0.52119 | 0.52119 | 0.33963 | 0.40775 | 0.33222 | 0.30192
2012-03-17 06:00 | 0.19515 | 0.12879 | 0.19408 | 0.22131 | 0.52119 | 0.52119 | 0.52119 | 0.52119 | 0.32604 | 0.3924 | 0.3271 | 0.29987
2012-03-17 07:00 | 0.21005 | 0.16506 | 0.1903 | 0.22373 | 0.52119 | 0.52119 | 0.52119 | 0.52119 | 0.31114 | 0.35613 | 0.33089 | 0.29746
2012-03-17 08:00 | 0.22665 | 0.21337 | 0.2012 | 0.22648 | 0.52119 | 0.52119 | 0.52119 | 0.52119 | 0.29453 | 0.30782 | 0.31998 | 0.29471
2012-03-17 09:00 | 0.23777 | 0.23637 | 0.19067 | 0.22782 | 0.52119 | 0.52119 | 0.52119 | 0.52119 | 0.28342 | 0.28482 | 0.33052 | 0.29337
2012-03-17 10:00 | 0.2427 | 0.23773 | 0.18889 | 0.22869 | 0.52119 | 0.52119 | 0.52119 | 0.52119 | 0.27849 | 0.28346 | 0.3323 | 0.2925
2012-03-17 11:00 | 0.24374 | 0.23939 | 0.18821 | 0.22996 | 0.52119 | 0.52119 | 0.52119 | 0.52119 | 0.27744 | 0.2818 | 0.33298 | 0.29123
2012-03-17 12:00 | 0.2446 | 0.23429 | 0.18496 | 0.22892 | 0.52119 | 0.52119 | 0.52119 | 0.52119 | 0.27659 | 0.28689 | 0.33623 | 0.29227
2012-03-17 13:00 | 0.24078 | 0.22274 | 0.1905 | 0.22692 | 0.52119 | 0.52119 | 0.52119 | 0.52119 | 0.28041 | 0.29845 | 0.33069 | 0.29427
2012-03-17 14:00 | 0.23287 | 0.21719 | 0.18058 | 0.22309 | 0.52119 | 0.52119 | 0.52119 | 0.52119 | 0.28831 | 0.304 | 0.3406 | 0.2981
2012-03-17 15:00 | 0.2261 | 0.19074 | 0.18967 | 0.22219 | 0.52119 | 0.52119 | 0.52119 | 0.52119 | 0.29509 | 0.33045 | 0.33152 | 0.299
2012-03-17 16:00 | 0.22105 | 0.17513 | 0.18919 | 0.22255 | 0.52119 | 0.52119 | 0.52119 | 0.52119 | 0.30014 | 0.34606 | 0.332 | 0.29864
2012-03-17 17:00 | 0.21187 | 0.16219 | 0.18435 | 0.22072 | 0.52119 | 0.52119 | 0.52119 | 0.52119 | 0.30932 | 0.359 | 0.33684 | 0.30047
2012-03-17 18:00 | 0.20645 | 0.15432 | 0.17638 | 0.21619 | 0.52119 | 0.52119 | 0.52119 | 0.52119 | 0.31473 | 0.36686 | 0.34481 | 0.305
2012-03-17 19:00 | 0.19731 | 0.14279 | 0.18372 | 0.21672 | 0.52119 | 0.52119 | 0.52119 | 0.52119 | 0.32388 | 0.3784 | 0.33747 | 0.30446
2012-03-17 20:00 | 0.19542 | 0.13556 | 0.18362 | 0.21887 | 0.52119 | 0.52119 | 0.52119 | 0.52119 | 0.32577 | 0.38563 | 0.33757 | 0.30232
2012-03-17 21:00 | 0.19078 | 0.1309 | 0.18606 | 0.21626 | 0.52119 | 0.52119 | 0.52119 | 0.52119 | 0.33041 | 0.39029 | 0.33513 | 0.30493
2012-03-17 22:00 | 0.1881 | 0.12569 | 0.18515 | 0.21558 | 0.52119 | 0.52119 | 0.52119 | 0.52119 | 0.33309 | 0.39549 | 0.33604 | 0.30561
2012-03-17 23:00 | 0.18712 | 0.11441 | 0.18136 | 0.216 | 0.52119 | 0.52119 | 0.52119 | 0.52119 | 0.33407 | 0.40678 | 0.33983 | 0.30519
2012-03-18 | 0.17334 | 0.11159 | 0.17295 | 0.21204 | 0.52119 | 0.52119 | 0.52119 | 0.52119 | 0.34785 | 0.40959 | 0.34824 | 0.30915
2012-03-18 01:00 | 0.17397 | 0.1066 | 0.16902 | 0.21585 | 0.52119 | 0.52119 | 0.52119 | 0.52119 | 0.34721 | 0.41459 | 0.35217 | 0.30534
2012-03-18 02:00 | 0.1754 | 0.10563 | 0.1691 | 0.21775 | 0.52119 | 0.52119 | 0.52119 | 0.52119 | 0.34579 | 0.41556 | 0.35208 | 0.30343
2012-03-18 03:00 | 0.1763 | 0.10525 | 0.17144 | 0.2134 | 0.52119 | 0.52119 | 0.52119 | 0.52119 | 0.34489 | 0.41594 | 0.34975 | 0.30779
2012-03-18 04:00 | 0.17782 | 0.11001 | 0.17217 | 0.21855 | 0.52119 | 0.52119 | 0.52119 | 0.52119 | 0.34337 | 0.41118 | 0.34902 | 0.30264
2012-03-18 05:00 | 0.18138 | 0.11341 | 0.18794 | 0.21943 | 0.52119 | 0.52119 | 0.52119 | 0.52119 | 0.33981 | 0.40778 | 0.33325 | 0.30176
2012-03-18 06:00 | 0.19499 | 0.12898 | 0.19255 | 0.22159 | 0.52119 | 0.52119 | 0.52119 | 0.52119 | 0.32619 | 0.39221 | 0.32864 | 0.2996
2012-03-18 07:00 | 0.20962 | 0.16476 | 0.19035 | 0.22374 | 0.52119 | 0.52119 | 0.52119 | 0.52119 | 0.31157 | 0.35643 | 0.33083 | 0.29745
2012-03-18 08:00 | 0.22565 | 0.21315 | 0.20077 | 0.22655 | 0.52119 | 0.52119 | 0.52119 | 0.52119 | 0.29554 | 0.30804 | 0.32042 | 0.29463
2012-03-18 09:00 | 0.23654 | 0.23583 | 0.19101 | 0.2279 | 0.52119 | 0.52119 | 0.52119 | 0.52119 | 0.28465 | 0.28536 | 0.33018 | 0.29329
2012-03-18 10:00 | 0.24147 | 0.23667 | 0.18848 | 0.22862 | 0.52119 | 0.52119 | 0.52119 | 0.52119 | 0.27971 | 0.28452 | 0.33271 | 0.29257
2012-03-18 11:00 | 0.24261 | 0.23933 | 0.18779 | 0.22976 | 0.52119 | 0.52119 | 0.52119 | 0.52119 | 0.27858 | 0.28185 | 0.3334 | 0.29143
2012-03-18 12:00 | 0.24352 | 0.23526 | 0.18377 | 0.22848 | 0.52119 | 0.52119 | 0.52119 | 0.52119 | 0.27767 | 0.28593 | 0.33742 | 0.2927
2012-03-18 13:00 | 0.24032 | 0.22415 | 0.18713 | 0.2264 | 0.52119 | 0.52119 | 0.52119 | 0.52119 | 0.28087 | 0.29703 | 0.33406 | 0.29479
2012-03-18 14:00 | 0.2334 | 0.2176 | 0.17957 | 0.22291 | 0.52119 | 0.52119 | 0.52119 | 0.52119 | 0.28779 | 0.30358 | 0.34162 | 0.29828
2012-03-18 15:00 | 0.22607 | 0.19104 | 0.18396 | 0.22157 | 0.52119 | 0.52119 | 0.52119 | 0.52119 | 0.29511 | 0.33015 | 0.33722 | 0.29962
2012-03-18 16:00 | 0.22113 | 0.17532 | 0.17897 | 0.22183 | 0.52119 | 0.52119 | 0.52119 | 0.52119 | 0.30006 | 0.34587 | 0.34222 | 0.29936
2012-03-18 17:00 | 0.213 | 0.16221 | 0.17623 | 0.21983 | 0.52119 | 0.52119 | 0.52119 | 0.52119 | 0.30819 | 0.35897 | 0.34496 | 0.30136
2012-03-18 18:00 | 0.20731 | 0.15408 | 0.17501 | 0.21604 | 0.52119 | 0.52119 | 0.52119 | 0.52119 | 0.31388 | 0.36711 | 0.34618 | 0.30515
2012-03-18 19:00 | 0.19786 | 0.14222 | 0.1874 | 0.21627 | 0.52119 | 0.52119 | 0.52119 | 0.52119 | 0.32333 | 0.37897 | 0.33379 | 0.30492
2012-03-18 20:00 | 0.19606 | 0.13529 | 0.18322 | 0.21783 | 0.52119 | 0.52119 | 0.52119 | 0.52119 | 0.32513 | 0.3859 | 0.33797 | 0.30336
2012-03-18 21:00 | 0.19102 | 0.13056 | 0.18595 | 0.21633 | 0.52119 | 0.52119 | 0.52119 | 0.52119 | 0.33017 | 0.39062 | 0.33524 | 0.30485
2012-03-18 22:00 | 0.18835 | 0.12559 | 0.18699 | 0.21615 | 0.52119 | 0.52119 | 0.52119 | 0.52119 | 0.33283 | 0.3956 | 0.3342 | 0.30504
2012-03-18 23:00 | 0.18729 | 0.11179 | 0.18176 | 0.21761 | 0.52119 | 0.52119 | 0.52119 | 0.52119 | 0.3339 | 0.4094 | 0.33942 | 0.30358
2012-03-19 | 0.17623 | 0.10365 | 0.16978 | 0.21786 | 0.52119 | 0.52119 | 0.52119 | 0.52119 | 0.34496 | 0.41754 | 0.35141 | 0.30333
2012-03-19 01:00 | 0.17708 | 0.1022 | 0.16337 | 0.21874 | 0.52119 | 0.52119 | 0.52119 | 0.52119 | 0.34411 | 0.41899 | 0.35782 | 0.30244
2012-03-19 02:00 | 0.17277 | 0.10386 | 0.1661 | 0.21876 | 0.52119 | 0.52119 | 0.52119 | 0.52119 | 0.34842 | 0.41733 | 0.35509 | 0.30243
2012-03-19 03:00 | 0.18432 | 0.11205 | 0.17088 | 0.21936 | 0.52119 | 0.52119 | 0.52119 | 0.52119 | 0.33686 | 0.40914 | 0.35031 | 0.30183
2012-03-19 04:00 | 0.20136 | 0.12669 | 0.17323 | 0.22384 | 0.52119 | 0.52119 | 0.52119 | 0.52119 | 0.31983 | 0.3945 | 0.34795 | 0.29734
2012-03-19 05:00 | 0.22627 | 0.14766 | 0.17744 | 0.22901 | 0.52119 | 0.52119 | 0.52119 | 0.52119 | 0.29492 | 0.37353 | 0.34375 | 0.29218
2012-03-19 06:00 | 0.26475 | 0.23301 | 0.19276 | 0.23237 | 0.52119 | 0.52119 | 0.52119 | 0.52119 | 0.25644 | 0.28818 | 0.32842 | 0.28882
2012-03-19 07:00 | 0.28831 | 0.30434 | 0.19169 | 0.23242 | 0.52119 | 0.52119 | 0.52119 | 0.52119 | 0.23288 | 0.21685 | 0.3295 | 0.28877
2012-03-19 08:00 | 0.29928 | 0.32762 | 0.19448 | 0.23283 | 0.52119 | 0.52119 | 0.52119 | 0.52119 | 0.22191 | 0.19357 | 0.32671 | 0.28836
2012-03-19 09:00 | 0.29394 | 0.32344 | 0.19602 | 0.23288 | 0.52119 | 0.52119 | 0.52119 | 0.52119 | 0.22724 | 0.19775 | 0.32516 | 0.28831
2012-03-19 10:00 | 0.29312 | 0.3181 | 0.2016 | 0.23457 | 0.52119 | 0.52119 | 0.52119 | 0.52119 | 0.22807 | 0.20308 | 0.31959 | 0.28662
2012-03-19 11:00 | 0.29179 | 0.31943 | 0.20184 | 0.23475 | 0.52119 | 0.52119 | 0.52119 | 0.52119 | 0.22939 | 0.20176 | 0.31935 | 0.28644
2012-03-19 12:00 | 0.29062 | 0.31586 | 0.20128 | 0.23256 | 0.52119 | 0.52119 | 0.52119 | 0.52119 | 0.23057 | 0.20533 | 0.31991 | 0.28863
2012-03-19 13:00 | 0.29009 | 0.31644 | 0.2012 | 0.23125 | 0.52119 | 0.52119 | 0.52119 | 0.52119 | 0.2311 | 0.20475 | 0.31999 | 0.28994
2012-03-19 14:00 | 0.291 | 0.31328 | 0.19976 | 0.22948 | 0.52119 | 0.52119 | 0.52119 | 0.52119 | 0.23019 | 0.20791 | 0.32143 | 0.29171
2012-03-19 15:00 | 0.28897 | 0.30789 | 0.19881 | 0.22575 | 0.52119 | 0.52119 | 0.52119 | 0.52119 | 0.23222 | 0.2133 | 0.32238 | 0.29543
2012-03-19 16:00 | 0.28641 | 0.3062 | 0.20173 | 0.22369 | 0.52119 | 0.52119 | 0.52119 | 0.52119 | 0.23477 | 0.21499 | 0.31946 | 0.2975
2012-03-19 17:00 | 0.28112 | 0.28917 | 0.20286 | 0.22217 | 0.52119 | 0.52119 | 0.52119 | 0.52119 | 0.24007 | 0.23201 | 0.31833 | 0.29902
2012-03-19 18:00 | 0.24846 | 0.25758 | 0.19594 | 0.22095 | 0.52119 | 0.52119 | 0.52119 | 0.52119 | 0.27273 | 0.2636 | 0.32525 | 0.30024
2012-03-19 19:00 | 0.22648 | 0.21095 | 0.19389 | 0.21764 | 0.52119 | 0.52119 | 0.52119 | 0.52119 | 0.29471 | 0.31024 | 0.3273 | 0.30354
2012-03-19 20:00 | 0.21143 | 0.18731 | 0.18648 | 0.21822 | 0.52119 | 0.52119 | 0.52119 | 0.52119 | 0.30976 | 0.33388 | 0.33471 | 0.30296
2012-03-19 21:00 | 0.19938 | 0.17734 | 0.18663 | 0.21796 | 0.52119 | 0.52119 | 0.52119 | 0.52119 | 0.32181 | 0.34385 | 0.33456 | 0.30323
2012-03-19 22:00 | 0.18803 | 0.14089 | 0.18345 | 0.21492 | 0.52119 | 0.52119 | 0.52119 | 0.52119 | 0.33316 | 0.3803 | 0.33774 | 0.30627
2012-03-19 23:00 | 0.17733 | 0.11066 | 0.17922 | 0.21343 | 0.52119 | 0.52119 | 0.52119 | 0.52119 | 0.34386 | 0.41052 | 0.34197 | 0.30776
2012-03-20 | 0.17775 | 0.10408 | 0.17282 | 0.2174 | 0.52119 | 0.52119 | 0.52119 | 0.52119 | 0.34343 | 0.41711 | 0.34837 | 0.30379
2012-03-20 01:00 | 0.17683 | 0.1022 | 0.16725 | 0.21817 | 0.52119 | 0.52119 | 0.52119 | 0.52119 | 0.34436 | 0.41898 | 0.35394 | 0.30301
2012-03-20 02:00 | 0.17502 | 0.10394 | 0.16872 | 0.21898 | 0.52119 | 0.52119 | 0.52119 | 0.52119 | 0.34617 | 0.41725 | 0.35247 | 0.3022
2012-03-20 03:00 | 0.18789 | 0.11211 | 0.17194 | 0.21969 | 0.52119 | 0.52119 | 0.52119 | 0.52119 | 0.33329 | 0.40908 | 0.34925 | 0.3015
2012-03-20 04:00 | 0.20446 | 0.12675 | 0.17791 | 0.22364 | 0.52119 | 0.52119 | 0.52119 | 0.52119 | 0.31673 | 0.39443 | 0.34328 | 0.29755
2012-03-20 05:00 | 0.23001 | 0.14717 | 0.1787 | 0.22887 | 0.52119 | 0.52119 | 0.52119 | 0.52119 | 0.29118 | 0.37401 | 0.34249 | 0.29232
2012-03-20 06:00 | 0.26899 | 0.23222 | 0.19438 | 0.23248 | 0.52119 | 0.52119 | 0.52119 | 0.52119 | 0.2522 | 0.28896 | 0.32681 | 0.28871
2012-03-20 07:00 | 0.29302 | 0.30403 | 0.1959 | 0.23386 | 0.52119 | 0.52119 | 0.52119 | 0.52119 | 0.22816 | 0.21715 | 0.32529 | 0.28733
2012-03-20 08:00 | 0.29859 | 0.32727 | 0.19864 | 0.235 | 0.52119 | 0.52119 | 0.52119 | 0.52119 | 0.2226 | 0.19392 | 0.32255 | 0.28619
2012-03-20 09:00 | 0.29768 | 0.33061 | 0.19887 | 0.23446 | 0.52119 | 0.52119 | 0.52119 | 0.52119 | 0.22351 | 0.19058 | 0.32232 | 0.28673
2012-03-20 10:00 | 0.29337 | 0.32553 | 0.19977 | 0.23568 | 0.52119 | 0.52119 | 0.52119 | 0.52119 | 0.22781 | 0.19566 | 0.32142 | 0.28551
2012-03-20 11:00 | 0.29241 | 0.31815 | 0.20047 | 0.23555 | 0.52119 | 0.52119 | 0.52119 | 0.52119 | 0.22878 | 0.20304 | 0.32072 | 0.28564
2012-03-20 12:00 | 0.29104 | 0.31469 | 0.20059 | 0.23297 | 0.52119 | 0.52119 | 0.52119 | 0.52119 | 0.23015 | 0.2065 | 0.32059 | 0.28822
2012-03-20 13:00 | 0.29003 | 0.31562 | 0.20229 | 0.23123 | 0.52119 | 0.52119 | 0.52119 | 0.52119 | 0.23116 | 0.20556 | 0.31889 | 0.28996
2012-03-20 14:00 | 0.28942 | 0.31316 | 0.20055 | 0.22952 | 0.52119 | 0.52119 | 0.52119 | 0.52119 | 0.23177 | 0.20803 | 0.32063 | 0.29167
2012-03-20 15:00 | 0.28733 | 0.30767 | 0.19856 | 0.2264 | 0.52119 | 0.52119 | 0.52119 | 0.52119 | 0.23386 | 0.21352 | 0.32263 | 0.29479
2012-03-20 16:00 | 0.28436 | 0.30592 | 0.20088 | 0.22442 | 0.52119 | 0.52119 | 0.52119 | 0.52119 | 0.23682 | 0.21527 | 0.32031 | 0.29677
2012-03-20 17:00 | 0.27687 | 0.28904 | 0.20255 | 0.2231 | 0.52119 | 0.52119 | 0.52119 | 0.52119 | 0.24432 | 0.23215 | 0.31863 | 0.29808
2012-03-20 18:00 | 0.24508 | 0.25725 | 0.19828 | 0.22148 | 0.52119 | 0.52119 | 0.52119 | 0.52119 | 0.27611 | 0.26393 | 0.32291 | 0.29971
2012-03-20 19:00 | 0.22324 | 0.21032 | 0.19499 | 0.21808 | 0.52119 | 0.52119 | 0.52119 | 0.52119 | 0.29795 | 0.31087 | 0.3262 | 0.30311
2012-03-20 20:00 | 0.20811 | 0.18734 | 0.19428 | 0.21893 | 0.52119 | 0.52119 | 0.52119 | 0.52119 | 0.31308 | 0.33385 | 0.32691 | 0.30226
2012-03-20 21:00 | 0.19916 | 0.17715 | 0.19204 | 0.21863 | 0.52119 | 0.52119 | 0.52119 | 0.52119 | 0.32203 | 0.34404 | 0.32914 | 0.30256
2012-03-20 22:00 | 0.18816 | 0.14091 | 0.18772 | 0.2156 | 0.52119 | 0.52119 | 0.52119 | 0.52119 | 0.33303 | 0.38028 | 0.33347 | 0.30558
2012-03-20 23:00 | 0.17725 | 0.1105 | 0.18009 | 0.21414 | 0.52119 | 0.52119 | 0.52119 | 0.52119 | 0.34394 | 0.41068 | 0.3411 | 0.30705
2012-03-21 | 0.17603 | 0.10408 | 0.17255 | 0.21802 | 0.52119 | 0.52119 | 0.52119 | 0.52119 | 0.34516 | 0.41711 | 0.34864 | 0.30316
2012-03-21 01:00 | 0.17746 | 0.10223 | 0.17348 | 0.21875 | 0.52119 | 0.52119 | 0.52119 | 0.52119 | 0.34373 | 0.41896 | 0.34771 | 0.30244
2012-03-21 02:00 | 0.17535 | 0.10399 | 0.17415 | 0.21997 | 0.52119 | 0.52119 | 0.52119 | 0.52119 | 0.34584 | 0.4172 | 0.34703 | 0.30122
2012-03-21 03:00 | 0.18715 | 0.11212 | 0.17913 | 0.22105 | 0.52119 | 0.52119 | 0.52119 | 0.52119 | 0.33404 | 0.40907 | 0.34206 | 0.30014
2012-03-21 04:00 | 0.20473 | 0.1267 | 0.18242 | 0.22407 | 0.52119 | 0.52119 | 0.52119 | 0.52119 | 0.31646 | 0.39449 | 0.33877 | 0.29712
2012-03-21 05:00 | 0.23097 | 0.14721 | 0.18459 | 0.22904 | 0.52119 | 0.52119 | 0.52119 | 0.52119 | 0.29021 | 0.37398 | 0.3366 | 0.29215
2012-03-21 06:00 | 0.26982 | 0.23297 | 0.1972 | 0.23312 | 0.52119 | 0.52119 | 0.52119 | 0.52119 | 0.25137 | 0.28822 | 0.32399 | 0.28807
2012-03-21 07:00 | 0.29208 | 0.30328 | 0.19678 | 0.23449 | 0.52119 | 0.52119 | 0.52119 | 0.52119 | 0.22911 | 0.21791 | 0.32441 | 0.2867
2012-03-21 08:00 | 0.29685 | 0.32746 | 0.19888 | 0.23475 | 0.52119 | 0.52119 | 0.52119 | 0.52119 | 0.22434 | 0.19373 | 0.32231 | 0.28644
2012-03-21 09:00 | 0.2951 | 0.33118 | 0.19961 | 0.2348 | 0.52119 | 0.52119 | 0.52119 | 0.52119 | 0.22609 | 0.19001 | 0.32157 | 0.28639
2012-03-21 10:00 | 0.29155 | 0.32627 | 0.20029 | 0.23569 | 0.52119 | 0.52119 | 0.52119 | 0.52119 | 0.22964 | 0.19492 | 0.32089 | 0.2855
2012-03-21 11:00 | 0.29132 | 0.31878 | 0.20125 | 0.23539 | 0.52119 | 0.52119 | 0.52119 | 0.52119 | 0.22987 | 0.20241 | 0.31994 | 0.2858
2012-03-21 12:00 | 0.29055 | 0.31521 | 0.20166 | 0.23293 | 0.52119 | 0.52119 | 0.52119 | 0.52119 | 0.23064 | 0.20598 | 0.31952 | 0.28826
2012-03-21 13:00 | 0.28994 | 0.31527 | 0.20199 | 0.23126 | 0.52119 | 0.52119 | 0.52119 | 0.52119 | 0.23124 | 0.20592 | 0.3192 | 0.28993
2012-03-21 14:00 | 0.29021 | 0.31306 | 0.20037 | 0.22988 | 0.52119 | 0.52119 | 0.52119 | 0.52119 | 0.23098 | 0.20813 | 0.32082 | 0.29131
2012-03-21 15:00 | 0.2881 | 0.30751 | 0.19831 | 0.2275 | 0.52119 | 0.52119 | 0.52119 | 0.52119 | 0.23309 | 0.21368 | 0.32288 | 0.29369
2012-03-21 16:00 | 0.28549 | 0.306 | 0.19925 | 0.22593 | 0.52119 | 0.52119 | 0.52119 | 0.52119 | 0.23569 | 0.21519 | 0.32194 | 0.29526
2012-03-21 17:00 | 0.27759 | 0.28918 | 0.20195 | 0.2244 | 0.52119 | 0.52119 | 0.52119 | 0.52119 | 0.2436 | 0.23201 | 0.31924 | 0.29679
2012-03-21 18:00 | 0.24752 | 0.2571 | 0.19988 | 0.22191 | 0.52119 | 0.52119 | 0.52119 | 0.52119 | 0.27367 | 0.26409 | 0.3213 | 0.29927
2012-03-21 19:00 | 0.22535 | 0.20964 | 0.1988 | 0.21966 | 0.52119 | 0.52119 | 0.52119 | 0.52119 | 0.29584 | 0.31155 | 0.32239 | 0.30153
2012-03-21 20:00 | 0.21003 | 0.18759 | 0.19661 | 0.21967 | 0.52119 | 0.52119 | 0.52119 | 0.52119 | 0.31116 | 0.33359 | 0.32458 | 0.30152
2012-03-21 21:00 | 0.19921 | 0.17757 | 0.19374 | 0.21936 | 0.52119 | 0.52119 | 0.52119 | 0.52119 | 0.32198 | 0.34362 | 0.32745 | 0.30183
2012-03-21 22:00 | 0.18803 | 0.14115 | 0.19009 | 0.21639 | 0.52119 | 0.52119 | 0.52119 | 0.52119 | 0.33316 | 0.38003 | 0.3311 | 0.3048
2012-03-21 23:00 | 0.17747 | 0.11067 | 0.18269 | 0.21512 | 0.52119 | 0.52119 | 0.52119 | 0.52119 | 0.34372 | 0.41052 | 0.33849 | 0.30607
2012-03-22 | 0.177 | 0.10416 | 0.17429 | 0.21822 | 0.52119 | 0.52119 | 0.52119 | 0.52119 | 0.34419 | 0.41703 | 0.3469 | 0.30297
2012-03-22 01:00 | 0.17753 | 0.10223 | 0.17584 | 0.21874 | 0.52119 | 0.52119 | 0.52119 | 0.52119 | 0.34366 | 0.41896 | 0.34535 | 0.30245
2012-03-22 02:00 | 0.17547 | 0.10397 | 0.17795 | 0.2204 | 0.52119 | 0.52119 | 0.52119 | 0.52119 | 0.34572 | 0.41722 | 0.34324 | 0.30078
2012-03-22 03:00 | 0.18779 | 0.1121 | 0.18257 | 0.22152 | 0.52119 | 0.52119 | 0.52119 | 0.52119 | 0.3334 | 0.40909 | 0.33862 | 0.29967
2012-03-22 04:00 | 0.20488 | 0.12663 | 0.18367 | 0.22376 | 0.52119 | 0.52119 | 0.52119 | 0.52119 | 0.31631 | 0.39455 | 0.33752 | 0.29743
2012-03-22 05:00 | 0.23014 | 0.14719 | 0.18681 | 0.22872 | 0.52119 | 0.52119 | 0.52119 | 0.52119 | 0.29105 | 0.37399 | 0.33437 | 0.29247
2012-03-22 06:00 | 0.26934 | 0.23291 | 0.19799 | 0.23327 | 0.52119 | 0.52119 | 0.52119 | 0.52119 | 0.25185 | 0.28828 | 0.3232 | 0.28792
2012-03-22 07:00 | 0.29145 | 0.30383 | 0.19759 | 0.23577 | 0.52119 | 0.52119 | 0.52119 | 0.52119 | 0.22974 | 0.21736 | 0.3236 | 0.28541
2012-03-22 08:00 | 0.29714 | 0.32718 | 0.19831 | 0.23672 | 0.52119 | 0.52119 | 0.52119 | 0.52119 | 0.22405 | 0.19401 | 0.32288 | 0.28446
2012-03-22 09:00 | 0.29535 | 0.32946 | 0.19761 | 0.23637 | 0.52119 | 0.52119 | 0.52119 | 0.52119 | 0.22584 | 0.19173 | 0.32358 | 0.28481
2012-03-22 10:00 | 0.2941 | 0.32348 | 0.19792 | 0.23648 | 0.52119 | 0.52119 | 0.52119 | 0.52119 | 0.22709 | 0.1977 | 0.32327 | 0.28471
2012-03-22 11:00 | 0.29296 | 0.3189 | 0.19934 | 0.23579 | 0.52119 | 0.52119 | 0.52119 | 0.52119 | 0.22823 | 0.20229 | 0.32185 | 0.2854
2012-03-22 12:00 | 0.29113 | 0.31549 | 0.20001 | 0.23264 | 0.52119 | 0.52119 | 0.52119 | 0.52119 | 0.23006 | 0.2057 | 0.32118 | 0.28855
2012-03-22 13:00 | 0.29004 | 0.31601 | 0.2039 | 0.231 | 0.52119 | 0.52119 | 0.52119 | 0.52119 | 0.23115 | 0.20518 | 0.31729 | 0.29019
2012-03-22 14:00 | 0.29038 | 0.31285 | 0.20213 | 0.22931 | 0.52119 | 0.52119 | 0.52119 | 0.52119 | 0.23081 | 0.20834 | 0.31906 | 0.29188
2012-03-22 15:00 | 0.28812 | 0.30759 | 0.19995 | 0.22695 | 0.52119 | 0.52119 | 0.52119 | 0.52119 | 0.23307 | 0.2136 | 0.32124 | 0.29424
2012-03-22 16:00 | 0.28564 | 0.306 | 0.20111 | 0.22502 | 0.52119 | 0.52119 | 0.52119 | 0.52119 | 0.23555 | 0.21519 | 0.32008 | 0.29616
2012-03-22 17:00 | 0.28073 | 0.28919 | 0.20326 | 0.22416 | 0.52119 | 0.52119 | 0.52119 | 0.52119 | 0.24046 | 0.232 | 0.31793 | 0.29703
2012-03-22 18:00 | 0.24882 | 0.25764 | 0.19959 | 0.22155 | 0.52119 | 0.52119 | 0.52119 | 0.52119 | 0.27237 | 0.26355 | 0.3216 | 0.29964
2012-03-22 19:00 | 0.22675 | 0.21083 | 0.19804 | 0.21894 | 0.52119 | 0.52119 | 0.52119 | 0.52119 | 0.29444 | 0.31036 | 0.32315 | 0.30224
2012-03-22 20:00 | 0.21186 | 0.18752 | 0.1963 | 0.21922 | 0.52119 | 0.52119 | 0.52119 | 0.52119 | 0.30933 | 0.33367 | 0.32488 | 0.30197
2012-03-22 21:00 | 0.19942 | 0.17745 | 0.1934 | 0.21883 | 0.52119 | 0.52119 | 0.52119 | 0.52119 | 0.32176 | 0.34374 | 0.32778 | 0.30236
2012-03-22 22:00 | 0.18814 | 0.14099 | 0.18924 | 0.21567 | 0.52119 | 0.52119 | 0.52119 | 0.52119 | 0.33305 | 0.38019 | 0.33195 | 0.30552
2012-03-22 23:00 | 0.17752 | 0.11069 | 0.18377 | 0.21449 | 0.52119 | 0.52119 | 0.52119 | 0.52119 | 0.34367 | 0.41049 | 0.33742 | 0.3067
2012-03-23 | 0.17888 | 0.10417 | 0.17505 | 0.21768 | 0.52119 | 0.52119 | 0.52119 | 0.52119 | 0.34231 | 0.41702 | 0.34614 | 0.30351
2012-03-23 01:00 | 0.17716 | 0.10226 | 0.17362 | 0.21838 | 0.52119 | 0.52119 | 0.52119 | 0.52119 | 0.34402 | 0.41893 | 0.34756 | 0.30281
2012-03-23 02:00 | 0.17424 | 0.104 | 0.17611 | 0.21988 | 0.52119 | 0.52119 | 0.52119 | 0.52119 | 0.34695 | 0.41719 | 0.34508 | 0.30131
2012-03-23 03:00 | 0.18798 | 0.11214 | 0.18129 | 0.22107 | 0.52119 | 0.52119 | 0.52119 | 0.52119 | 0.33321 | 0.40905 | 0.3399 | 0.30011
2012-03-23 04:00 | 0.20334 | 0.12679 | 0.18291 | 0.22354 | 0.52119 | 0.52119 | 0.52119 | 0.52119 | 0.31785 | 0.3944 | 0.33828 | 0.29765
2012-03-23 05:00 | 0.22829 | 0.14719 | 0.18574 | 0.22852 | 0.52119 | 0.52119 | 0.52119 | 0.52119 | 0.2929 | 0.374 | 0.33545 | 0.29267
2012-03-23 06:00 | 0.26729 | 0.23281 | 0.19674 | 0.23276 | 0.52119 | 0.52119 | 0.52119 | 0.52119 | 0.2539 | 0.28838 | 0.32445 | 0.28842
2012-03-23 07:00 | 0.28975 | 0.30421 | 0.19729 | 0.23511 | 0.52119 | 0.52119 | 0.52119 | 0.52119 | 0.23144 | 0.21697 | 0.3239 | 0.28608
2012-03-23 08:00 | 0.29827 | 0.32737 | 0.19875 | 0.23626 | 0.52119 | 0.52119 | 0.52119 | 0.52119 | 0.22292 | 0.19382 | 0.32243 | 0.28493
2012-03-23 09:00 | 0.29547 | 0.32779 | 0.19766 | 0.23635 | 0.52119 | 0.52119 | 0.52119 | 0.52119 | 0.22572 | 0.1934 | 0.32353 | 0.28484
2012-03-23 10:00 | 0.29444 | 0.32163 | 0.19795 | 0.23647 | 0.52119 | 0.52119 | 0.52119 | 0.52119 | 0.22674 | 0.19956 | 0.32323 | 0.28472
2012-03-23 11:00 | 0.29254 | 0.31887 | 0.19935 | 0.23583 | 0.52119 | 0.52119 | 0.52119 | 0.52119 | 0.22865 | 0.20231 | 0.32184 | 0.28536
2012-03-23 12:00 | 0.29068 | 0.31539 | 0.19927 | 0.23268 | 0.52119 | 0.52119 | 0.52119 | 0.52119 | 0.23051 | 0.2058 | 0.32191 | 0.28851
2012-03-23 13:00 | 0.28969 | 0.31596 | 0.20408 | 0.23109 | 0.52119 | 0.52119 | 0.52119 | 0.52119 | 0.2315 | 0.20523 | 0.31711 | 0.2901
2012-03-23 14:00 | 0.28996 | 0.31281 | 0.20236 | 0.22924 | 0.52119 | 0.52119 | 0.52119 | 0.52119 | 0.23123 | 0.20838 | 0.31883 | 0.29194
2012-03-23 15:00 | 0.2875 | 0.30753 | 0.20021 | 0.22687 | 0.52119 | 0.52119 | 0.52119 | 0.52119 | 0.23369 | 0.21366 | 0.32098 | 0.29431
2012-03-23 16:00 | 0.28521 | 0.30594 | 0.20125 | 0.22492 | 0.52119 | 0.52119 | 0.52119 | 0.52119 | 0.23598 | 0.21525 | 0.31994 | 0.29627
2012-03-23 17:00 | 0.28086 | 0.28908 | 0.20335 | 0.22374 | 0.52119 | 0.52119 | 0.52119 | 0.52119 | 0.24033 | 0.23211 | 0.31784 | 0.29745
2012-03-23 18:00 | 0.24896 | 0.25775 | 0.19939 | 0.22149 | 0.52119 | 0.52119 | 0.52119 | 0.52119 | 0.27223 | 0.26344 | 0.3218 | 0.2997
2012-03-23 19:00 | 0.22688 | 0.21086 | 0.19732 | 0.21867 | 0.52119 | 0.52119 | 0.52119 | 0.52119 | 0.29431 | 0.31032 | 0.32387 | 0.30252
2012-03-23 20:00 | 0.2119 | 0.18762 | 0.19557 | 0.21902 | 0.52119 | 0.52119 | 0.52119 | 0.52119 | 0.30929 | 0.33357 | 0.32562 | 0.30217
2012-03-23 21:00 | 0.19942 | 0.17747 | 0.19321 | 0.2187 | 0.52119 | 0.52119 | 0.52119 | 0.52119 | 0.32177 | 0.34372 | 0.32798 | 0.30249
2012-03-23 22:00 | 0.18822 | 0.14105 | 0.18896 | 0.21559 | 0.52119 | 0.52119 | 0.52119 | 0.52119 | 0.33297 | 0.38013 | 0.33223 | 0.30559
2012-03-23 23:00 | 0.17754 | 0.1107 | 0.18339 | 0.21433 | 0.52119 | 0.52119 | 0.52119 | 0.52119 | 0.34365 | 0.41049 | 0.3378 | 0.30686
2012-03-24 | 0.17341 | 0.11046 | 0.17469 | 0.21917 | 0.52119 | 0.52119 | 0.52119 | 0.52119 | 0.34778 | 0.41072 | 0.34649 | 0.30202
2012-03-24 01:00 | 0.17261 | 0.10561 | 0.17024 | 0.21999 | 0.52119 | 0.52119 | 0.52119 | 0.52119 | 0.34858 | 0.41558 | 0.35095 | 0.3012
2012-03-24 02:00 | 0.1756 | 0.10496 | 0.16969 | 0.21996 | 0.52119 | 0.52119 | 0.52119 | 0.52119 | 0.34559 | 0.41623 | 0.3515 | 0.30122
2012-03-24 03:00 | 0.17649 | 0.10569 | 0.1715 | 0.2209 | 0.52119 | 0.52119 | 0.52119 | 0.52119 | 0.3447 | 0.41549 | 0.34969 | 0.30029
2012-03-24 04:00 | 0.17797 | 0.1105 | 0.17155 | 0.22114 | 0.52119 | 0.52119 | 0.52119 | 0.52119 | 0.34322 | 0.41069 | 0.34964 | 0.30005
2012-03-24 05:00 | 0.18149 | 0.11368 | 0.1839 | 0.22283 | 0.52119 | 0.52119 | 0.52119 | 0.52119 | 0.3397 | 0.4075 | 0.33728 | 0.29836
2012-03-24 06:00 | 0.19567 | 0.12908 | 0.18914 | 0.22419 | 0.52119 | 0.52119 | 0.52119 | 0.52119 | 0.32552 | 0.39211 | 0.33205 | 0.29699
2012-03-24 07:00 | 0.2102 | 0.16509 | 0.18778 | 0.22508 | 0.52119 | 0.52119 | 0.52119 | 0.52119 | 0.31099 | 0.3561 | 0.33341 | 0.29611
2012-03-24 08:00 | 0.22688 | 0.21352 | 0.1995 | 0.22767 | 0.52119 | 0.52119 | 0.52119 | 0.52119 | 0.29431 | 0.30767 | 0.32169 | 0.29352
2012-03-24 09:00 | 0.23622 | 0.23721 | 0.19276 | 0.23062 | 0.52119 | 0.52119 | 0.52119 | 0.52119 | 0.28497 | 0.28398 | 0.32843 | 0.29057
2012-03-24 10:00 | 0.23889 | 0.23906 | 0.1896 | 0.22899 | 0.52119 | 0.52119 | 0.52119 | 0.52119 | 0.28229 | 0.28213 | 0.33159 | 0.2922
2012-03-24 11:00 | 0.24399 | 0.24071 | 0.19135 | 0.2303 | 0.52119 | 0.52119 | 0.52119 | 0.52119 | 0.2772 | 0.28048 | 0.32984 | 0.29089
2012-03-24 12:00 | 0.24387 | 0.23684 | 0.18914 | 0.22914 | 0.52119 | 0.52119 | 0.52119 | 0.52119 | 0.27732 | 0.28435 | 0.33204 | 0.29205
2012-03-24 13:00 | 0.23996 | 0.2264 | 0.19303 | 0.22626 | 0.52119 | 0.52119 | 0.52119 | 0.52119 | 0.28123 | 0.29479 | 0.32815 | 0.29492
2012-03-24 14:00 | 0.23305 | 0.21946 | 0.18488 | 0.22249 | 0.52119 | 0.52119 | 0.52119 | 0.52119 | 0.28814 | 0.30172 | 0.3363 | 0.29869
2012-03-24 15:00 | 0.22548 | 0.19302 | 0.19134 | 0.22151 | 0.52119 | 0.52119 | 0.52119 | 0.52119 | 0.29571 | 0.32817 | 0.32985 | 0.29967
2012-03-24 16:00 | 0.22055 | 0.17633 | 0.18946 | 0.22184 | 0.52119 | 0.52119 | 0.52119 | 0.52119 | 0.30064 | 0.34486 | 0.33173 | 0.29935
2012-03-24 17:00 | 0.21076 | 0.16223 | 0.18216 | 0.21964 | 0.52119 | 0.52119 | 0.52119 | 0.52119 | 0.31043 | 0.35896 | 0.33903 | 0.30155
2012-03-24 18:00 | 0.20587 | 0.15406 | 0.18172 | 0.21558 | 0.52119 | 0.52119 | 0.52119 | 0.52119 | 0.31531 | 0.36713 | 0.33947 | 0.30561
2012-03-24 19:00 | 0.19587 | 0.1425 | 0.18237 | 0.21571 | 0.52119 | 0.52119 | 0.52119 | 0.52119 | 0.32532 | 0.37868 | 0.33881 | 0.30548
2012-03-24 20:00 | 0.19435 | 0.13549 | 0.18265 | 0.21834 | 0.52119 | 0.52119 | 0.52119 | 0.52119 | 0.32684 | 0.3857 | 0.33854 | 0.30285
2012-03-24 21:00 | 0.19049 | 0.13111 | 0.18609 | 0.219 | 0.52119 | 0.52119 | 0.52119 | 0.52119 | 0.3307 | 0.39008 | 0.3351 | 0.30219
2012-03-24 22:00 | 0.18793 | 0.12593 | 0.18439 | 0.21954 | 0.52119 | 0.52119 | 0.52119 | 0.52119 | 0.33326 | 0.39526 | 0.3368 | 0.30164
2012-03-24 23:00 | 0.18768 | 0.11601 | 0.18282 | 0.22076 | 0.52119 | 0.52119 | 0.52119 | 0.52119 | 0.33351 | 0.40518 | 0.33837 | 0.30042
2012-03-25 | 0.17383 | 0.11214 | 0.17667 | 0.22006 | 0.52119 | 0.52119 | 0.52119 | 0.52119 | 0.34735 | 0.40905 | 0.34452 | 0.30113
2012-03-25 01:00 | 0.1748 | 0.107 | 0.17258 | 0.22186 | 0.52119 | 0.52119 | 0.52119 | 0.52119 | 0.34638 | 0.41419 | 0.34861 | 0.29933
2012-03-25 02:00 | 0.17573 | 0.10544 | 0.17111 | 0.22062 | 0.52119 | 0.52119 | 0.52119 | 0.52119 | 0.34546 | 0.41575 | 0.35008 | 0.30056
2012-03-25 03:00 | 0.17644 | 0.10559 | 0.17264 | 0.22142 | 0.52119 | 0.52119 | 0.52119 | 0.52119 | 0.34475 | 0.4156 | 0.34855 | 0.29976
2012-03-25 04:00 | 0.17755 | 0.1104 | 0.17453 | 0.2215 | 0.52119 | 0.52119 | 0.52119 | 0.52119 | 0.34364 | 0.41079 | 0.34666 | 0.29968
2012-03-25 05:00 | 0.18115 | 0.11358 | 0.18319 | 0.2234 | 0.52119 | 0.52119 | 0.52119 | 0.52119 | 0.34004 | 0.4076 | 0.338 | 0.29779
2012-03-25 06:00 | 0.19475 | 0.12888 | 0.18854 | 0.2245 | 0.52119 | 0.52119 | 0.52119 | 0.52119 | 0.32643 | 0.39231 | 0.33265 | 0.29669
2012-03-25 07:00 | 0.20732 | 0.16487 | 0.18832 | 0.22566 | 0.52119 | 0.52119 | 0.52119 | 0.52119 | 0.31387 | 0.35632 | 0.33287 | 0.29552
2012-03-25 08:00 | 0.2271 | 0.21342 | 0.19276 | 0.2273 | 0.52119 | 0.52119 | 0.52119 | 0.52119 | 0.29408 | 0.30777 | 0.32843 | 0.29389
2012-03-25 09:00 | 0.23749 | 0.23242 | 0.19306 | 0.23029 | 0.52119 | 0.52119 | 0.52119 | 0.52119 | 0.2837 | 0.28877 | 0.32812 | 0.2909
2012-03-25 10:00 | 0.23595 | 0.23297 | 0.18943 | 0.22882 | 0.52119 | 0.52119 | 0.52119 | 0.52119 | 0.28524 | 0.28822 | 0.33176 | 0.29237
2012-03-25 11:00 | 0.23922 | 0.24086 | 0.18933 | 0.22946 | 0.52119 | 0.52119 | 0.52119 | 0.52119 | 0.28197 | 0.28033 | 0.33186 | 0.29173
2012-03-25 12:00 | 0.23799 | 0.23654 | 0.18472 | 0.22818 | 0.52119 | 0.52119 | 0.52119 | 0.52119 | 0.2832 | 0.28465 | 0.33646 | 0.29301
2012-03-25 13:00 | 0.23363 | 0.22522 | 0.1837 | 0.22599 | 0.52119 | 0.52119 | 0.52119 | 0.52119 | 0.28756 | 0.29597 | 0.33749 | 0.2952
2012-03-25 14:00 | 0.23354 | 0.2183 | 0.18095 | 0.22245 | 0.52119 | 0.52119 | 0.52119 | 0.52119 | 0.28765 | 0.30289 | 0.34024 | 0.29874
2012-03-25 15:00 | 0.22621 | 0.19135 | 0.18475 | 0.22134 | 0.52119 | 0.52119 | 0.52119 | 0.52119 | 0.29498 | 0.32984 | 0.33643 | 0.29984
2012-03-25 16:00 | 0.22132 | 0.17485 | 0.17941 | 0.22168 | 0.52119 | 0.52119 | 0.52119 | 0.52119 | 0.29987 | 0.34634 | 0.34177 | 0.29951
2012-03-25 17:00 | 0.21332 | 0.16196 | 0.17661 | 0.21982 | 0.52119 | 0.52119 | 0.52119 | 0.52119 | 0.30787 | 0.35923 | 0.34458 | 0.30137
2012-03-25 18:00 | 0.20775 | 0.15421 | 0.17542 | 0.21604 | 0.52119 | 0.52119 | 0.52119 | 0.52119 | 0.31344 | 0.36698 | 0.34577 | 0.30515
2012-03-25 19:00 | 0.1968 | 0.14281 | 0.1864 | 0.21636 | 0.52119 | 0.52119 | 0.52119 | 0.52119 | 0.32439 | 0.37838 | 0.33479 | 0.30483
2012-03-25 20:00 | 0.19532 | 0.13566 | 0.18354 | 0.21858 | 0.52119 | 0.52119 | 0.52119 | 0.52119 | 0.32587 | 0.38553 | 0.33765 | 0.30261
2012-03-25 21:00 | 0.19089 | 0.13134 | 0.18616 | 0.21863 | 0.52119 | 0.52119 | 0.52119 | 0.52119 | 0.3303 | 0.38985 | 0.33502 | 0.30256
2012-03-25 22:00 | 0.18822 | 0.12608 | 0.18406 | 0.21898 | 0.52119 | 0.52119 | 0.52119 | 0.52119 | 0.33297 | 0.3951 | 0.33713 | 0.30221
2012-03-25 23:00 | 0.18741 | 0.11209 | 0.18235 | 0.221 | 0.52119 | 0.52119 | 0.52119 | 0.52119 | 0.33378 | 0.4091 | 0.33884 | 0.30019
2012-03-26 | 0.17593 | 0.10413 | 0.17413 | 0.21774 | 0.52119 | 0.52119 | 0.52119 | 0.52119 | 0.34526 | 0.41705 | 0.34706 | 0.30344
2012-03-26 01:00 | 0.17712 | 0.10226 | 0.17305 | 0.21835 | 0.52119 | 0.52119 | 0.52119 | 0.52119 | 0.34407 | 0.41893 | 0.34814 | 0.30284
2012-03-26 02:00 | 0.17226 | 0.10398 | 0.17491 | 0.21967 | 0.52119 | 0.52119 | 0.52119 | 0.52119 | 0.34893 | 0.41721 | 0.34628 | 0.30152
2012-03-26 03:00 | 0.18378 | 0.11208 | 0.18173 | 0.22105 | 0.52119 | 0.52119 | 0.52119 | 0.52119 | 0.33741 | 0.40911 | 0.33946 | 0.30013
2012-03-26 04:00 | 0.20099 | 0.12673 | 0.18322 | 0.22336 | 0.52119 | 0.52119 | 0.52119 | 0.52119 | 0.32019 | 0.39446 | 0.33797 | 0.29783
2012-03-26 05:00 | 0.22594 | 0.14722 | 0.18672 | 0.22817 | 0.52119 | 0.52119 | 0.52119 | 0.52119 | 0.29525 | 0.37397 | 0.33447 | 0.29302
2012-03-26 06:00 | 0.26509 | 0.23311 | 0.19844 | 0.23276 | 0.52119 | 0.52119 | 0.52119 | 0.52119 | 0.2561 | 0.28808 | 0.32274 | 0.28843
2012-03-26 07:00 | 0.28927 | 0.30431 | 0.19762 | 0.23504 | 0.52119 | 0.52119 | 0.52119 | 0.52119 | 0.23191 | 0.21688 | 0.32356 | 0.28615
2012-03-26 08:00 | 0.2997 | 0.32728 | 0.19847 | 0.23639 | 0.52119 | 0.52119 | 0.52119 | 0.52119 | 0.22149 | 0.19391 | 0.32272 | 0.2848
2012-03-26 09:00 | 0.29223 | 0.32172 | 0.19715 | 0.23647 | 0.52119 | 0.52119 | 0.52119 | 0.52119 | 0.22896 | 0.19947 | 0.32404 | 0.28472
2012-03-26 10:00 | 0.29052 | 0.3155 | 0.19215 | 0.23693 | 0.52119 | 0.52119 | 0.52119 | 0.52119 | 0.23067 | 0.20569 | 0.32904 | 0.28426
2012-03-26 11:00 | 0.2882 | 0.31744 | 0.19322 | 0.23581 | 0.52119 | 0.52119 | 0.52119 | 0.52119 | 0.23299 | 0.20375 | 0.32796 | 0.28538
2012-03-26 12:00 | 0.28969 | 0.31365 | 0.19392 | 0.23287 | 0.52119 | 0.52119 | 0.52119 | 0.52119 | 0.2315 | 0.20753 | 0.32726 | 0.28832
2012-03-26 13:00 | 0.28983 | 0.3139 | 0.19653 | 0.23094 | 0.52119 | 0.52119 | 0.52119 | 0.52119 | 0.23136 | 0.20729 | 0.32465 | 0.29025
2012-03-26 14:00 | 0.29096 | 0.3118 | 0.19702 | 0.22952 | 0.52119 | 0.52119 | 0.52119 | 0.52119 | 0.23023 | 0.20939 | 0.32417 | 0.29167
2012-03-26 15:00 | 0.2887 | 0.30618 | 0.19347 | 0.22798 | 0.52119 | 0.52119 | 0.52119 | 0.52119 | 0.23248 | 0.21501 | 0.32772 | 0.29321
2012-03-26 16:00 | 0.28683 | 0.30472 | 0.19489 | 0.22694 | 0.52119 | 0.52119 | 0.52119 | 0.52119 | 0.23436 | 0.21647 | 0.3263 | 0.29425
2012-03-26 17:00 | 0.28134 | 0.28825 | 0.19961 | 0.22564 | 0.52119 | 0.52119 | 0.52119 | 0.52119 | 0.23985 | 0.23294 | 0.32158 | 0.29555
2012-03-26 18:00 | 0.24931 | 0.25668 | 0.19909 | 0.22178 | 0.52119 | 0.52119 | 0.52119 | 0.52119 | 0.27188 | 0.26451 | 0.3221 | 0.29941
2012-03-26 19:00 | 0.227 | 0.20969 | 0.19896 | 0.22012 | 0.52119 | 0.52119 | 0.52119 | 0.52119 | 0.29419 | 0.3115 | 0.32223 | 0.30107
2012-03-26 20:00 | 0.21186 | 0.18756 | 0.19718 | 0.22006 | 0.52119 | 0.52119 | 0.52119 | 0.52119 | 0.30932 | 0.33363 | 0.32401 | 0.30112
2012-03-26 21:00 | 0.19927 | 0.1775 | 0.19419 | 0.21949 | 0.52119 | 0.52119 | 0.52119 | 0.52119 | 0.32192 | 0.34369 | 0.327 | 0.3017
2012-03-26 22:00 | 0.18791 | 0.14116 | 0.1904 | 0.21646 | 0.52119 | 0.52119 | 0.52119 | 0.52119 | 0.33327 | 0.38003 | 0.33078 | 0.30473
2012-03-26 23:00 | 0.17759 | 0.1107 | 0.18381 | 0.21504 | 0.52119 | 0.52119 | 0.52119 | 0.52119 | 0.3436 | 0.41049 | 0.33738 | 0.30615
2012-03-27 | 0.17611 | 0.10409 | 0.17499 | 0.21788 | 0.52119 | 0.52119 | 0.52119 | 0.52119 | 0.34508 | 0.4171 | 0.34619 | 0.30331
2012-03-27 01:00 | 0.17725 | 0.10224 | 0.17583 | 0.2184 | 0.52119 | 0.52119 | 0.52119 | 0.52119 | 0.34394 | 0.41894 | 0.34535 | 0.30279
2012-03-27 02:00 | 0.17321 | 0.10397 | 0.17783 | 0.22005 | 0.52119 | 0.52119 | 0.52119 | 0.52119 | 0.34798 | 0.41722 | 0.34335 | 0.30114
2012-03-27 03:00 | 0.18496 | 0.11207 | 0.18341 | 0.22132 | 0.52119 | 0.52119 | 0.52119 | 0.52119 | 0.33623 | 0.40912 | 0.33778 | 0.29987
2012-03-27 04:00 | 0.20233 | 0.12653 | 0.18485 | 0.22334 | 0.52119 | 0.52119 | 0.52119 | 0.52119 | 0.31886 | 0.39465 | 0.33634 | 0.29784
2012-03-27 05:00 | 0.22717 | 0.1471 | 0.18861 | 0.22833 | 0.52119 | 0.52119 | 0.52119 | 0.52119 | 0.29402 | 0.37409 | 0.33258 | 0.29286
2012-03-27 06:00 | 0.26681 | 0.23305 | 0.19843 | 0.23304 | 0.52119 | 0.52119 | 0.52119 | 0.52119 | 0.25438 | 0.28814 | 0.32276 | 0.28815
2012-03-27 07:00 | 0.29013 | 0.30432 | 0.19773 | 0.2355 | 0.52119 | 0.52119 | 0.52119 | 0.52119 | 0.23106 | 0.21687 | 0.32346 | 0.28569
2012-03-27 08:00 | 0.3003 | 0.32709 | 0.19864 | 0.23599 | 0.52119 | 0.52119 | 0.52119 | 0.52119 | 0.22088 | 0.19409 | 0.32255 | 0.28519
2012-03-27 09:00 | 0.29765 | 0.3274 | 0.19804 | 0.23593 | 0.52119 | 0.52119 | 0.52119 | 0.52119 | 0.22353 | 0.19379 | 0.32315 | 0.28526
2012-03-27 10:00 | 0.29715 | 0.32181 | 0.19735 | 0.23631 | 0.52119 | 0.52119 | 0.52119 | 0.52119 | 0.22404 | 0.19938 | 0.32384 | 0.28488
2012-03-27 11:00 | 0.29548 | 0.31786 | 0.19824 | 0.2358 | 0.52119 | 0.52119 | 0.52119 | 0.52119 | 0.22571 | 0.20333 | 0.32294 | 0.28538
2012-03-27 12:00 | 0.29353 | 0.31425 | 0.19857 | 0.23278 | 0.52119 | 0.52119 | 0.52119 | 0.52119 | 0.22766 | 0.20694 | 0.32262 | 0.2884
2012-03-27 13:00 | 0.29276 | 0.31471 | 0.2021 | 0.23116 | 0.52119 | 0.52119 | 0.52119 | 0.52119 | 0.22843 | 0.20648 | 0.31909 | 0.29003
2012-03-27 14:00 | 0.2933 | 0.31188 | 0.20044 | 0.22948 | 0.52119 | 0.52119 | 0.52119 | 0.52119 | 0.22789 | 0.20931 | 0.32075 | 0.29171
2012-03-27 15:00 | 0.29104 | 0.30653 | 0.19794 | 0.22749 | 0.52119 | 0.52119 | 0.52119 | 0.52119 | 0.23015 | 0.21465 | 0.32325 | 0.2937
2012-03-27 16:00 | 0.28867 | 0.30495 | 0.19787 | 0.22631 | 0.52119 | 0.52119 | 0.52119 | 0.52119 | 0.23252 | 0.21623 | 0.32331 | 0.29488
2012-03-27 17:00 | 0.28292 | 0.28856 | 0.20088 | 0.22514 | 0.52119 | 0.52119 | 0.52119 | 0.52119 | 0.23827 | 0.23263 | 0.3203 | 0.29605
2012-03-27 18:00 | 0.24918 | 0.2568 | 0.19981 | 0.22164 | 0.52119 | 0.52119 | 0.52119 | 0.52119 | 0.27201 | 0.26439 | 0.32138 | 0.29955
2012-03-27 19:00 | 0.22697 | 0.20978 | 0.19902 | 0.21998 | 0.52119 | 0.52119 | 0.52119 | 0.52119 | 0.29421 | 0.31141 | 0.32217 | 0.30121
2012-03-27 20:00 | 0.21203 | 0.18688 | 0.19714 | 0.22029 | 0.52119 | 0.52119 | 0.52119 | 0.52119 | 0.30916 | 0.33431 | 0.32404 | 0.3009
2012-03-27 21:00 | 0.19941 | 0.17657 | 0.19459 | 0.21974 | 0.52119 | 0.52119 | 0.52119 | 0.52119 | 0.32178 | 0.34462 | 0.3266 | 0.30145
2012-03-27 22:00 | 0.18825 | 0.14033 | 0.19067 | 0.21652 | 0.52119 | 0.52119 | 0.52119 | 0.52119 | 0.33293 | 0.38086 | 0.33052 | 0.30467
2012-03-27 23:00 | 0.17759 | 0.1099 | 0.18442 | 0.21537 | 0.52119 | 0.52119 | 0.52119 | 0.52119 | 0.3436 | 0.41129 | 0.33677 | 0.30582
2012-03-28 | 0.17611 | 0.10343 | 0.1756 | 0.2179 | 0.52119 | 0.52119 | 0.52119 | 0.52119 | 0.34508 | 0.41775 | 0.34559 | 0.30329
2012-03-28 01:00 | 0.17711 | 0.10168 | 0.17625 | 0.21834 | 0.52119 | 0.52119 | 0.52119 | 0.52119 | 0.34408 | 0.41951 | 0.34494 | 0.30285
2012-03-28 02:00 | 0.17421 | 0.10381 | 0.17782 | 0.21993 | 0.52119 | 0.52119 | 0.52119 | 0.52119 | 0.34698 | 0.41738 | 0.34337 | 0.30126
2012-03-28 03:00 | 0.1862 | 0.11197 | 0.18236 | 0.22107 | 0.52119 | 0.52119 | 0.52119 | 0.52119 | 0.33498 | 0.40922 | 0.33882 | 0.30012
2012-03-28 04:00 | 0.20343 | 0.12652 | 0.18352 | 0.22317 | 0.52119 | 0.52119 | 0.52119 | 0.52119 | 0.31776 | 0.39467 | 0.33766 | 0.29801
2012-03-28 05:00 | 0.2284 | 0.14702 | 0.18652 | 0.22806 | 0.52119 | 0.52119 | 0.52119 | 0.52119 | 0.29279 | 0.37417 | 0.33467 | 0.29313
2012-03-28 06:00 | 0.26783 | 0.2311 | 0.1966 | 0.23243 | 0.52119 | 0.52119 | 0.52119 | 0.52119 | 0.25336 | 0.29009 | 0.32459 | 0.28876
2012-03-28 07:00 | 0.29203 | 0.30347 | 0.19712 | 0.23589 | 0.52119 | 0.52119 | 0.52119 | 0.52119 | 0.22916 | 0.21772 | 0.32407 | 0.2853
2012-03-28 08:00 | 0.30089 | 0.32653 | 0.19796 | 0.23612 | 0.52119 | 0.52119 | 0.52119 | 0.52119 | 0.2203 | 0.19465 | 0.32323 | 0.28507
2012-03-28 09:00 | 0.29837 | 0.32621 | 0.1972 | 0.23622 | 0.52119 | 0.52119 | 0.52119 | 0.52119 | 0.22282 | 0.19498 | 0.32399 | 0.28497
2012-03-28 10:00 | 0.297 | 0.3191 | 0.19648 | 0.23658 | 0.52119 | 0.52119 | 0.52119 | 0.52119 | 0.22419 | 0.20209 | 0.32471 | 0.2846
2012-03-28 11:00 | 0.29471 | 0.31735 | 0.19625 | 0.23593 | 0.52119 | 0.52119 | 0.52119 | 0.52119 | 0.22648 | 0.20384 | 0.32494 | 0.28526
2012-03-28 12:00 | 0.29275 | 0.31313 | 0.19247 | 0.2325 | 0.52119 | 0.52119 | 0.52119 | 0.52119 | 0.22844 | 0.20806 | 0.32872 | 0.28868
2012-03-28 13:00 | 0.2915 | 0.3137 | 0.19863 | 0.231 | 0.52119 | 0.52119 | 0.52119 | 0.52119 | 0.22969 | 0.20749 | 0.32256 | 0.29019
2012-03-28 14:00 | 0.29243 | 0.31106 | 0.19848 | 0.22929 | 0.52119 | 0.52119 | 0.52119 | 0.52119 | 0.22876 | 0.21013 | 0.32271 | 0.2919
2012-03-28 15:00 | 0.28999 | 0.30578 | 0.19689 | 0.22766 | 0.52119 | 0.52119 | 0.52119 | 0.52119 | 0.2312 | 0.21541 | 0.3243 | 0.29353
2012-03-28 16:00 | 0.28803 | 0.30422 | 0.19723 | 0.22639 | 0.52119 | 0.52119 | 0.52119 | 0.52119 | 0.23316 | 0.21697 | 0.32396 | 0.29479
2012-03-28 17:00 | 0.28308 | 0.28817 | 0.1983 | 0.22574 | 0.52119 | 0.52119 | 0.52119 | 0.52119 | 0.2381 | 0.23302 | 0.32289 | 0.29545
2012-03-28 18:00 | 0.24915 | 0.25583 | 0.19799 | 0.22155 | 0.52119 | 0.52119 | 0.52119 | 0.52119 | 0.27203 | 0.26536 | 0.3232 | 0.29964
2012-03-28 19:00 | 0.22671 | 0.20897 | 0.1972 | 0.2202 | 0.52119 | 0.52119 | 0.52119 | 0.52119 | 0.29448 | 0.31222 | 0.32399 | 0.30099
2012-03-28 20:00 | 0.21156 | 0.18629 | 0.19575 | 0.22085 | 0.52119 | 0.52119 | 0.52119 | 0.52119 | 0.30963 | 0.3349 | 0.32544 | 0.30034
2012-03-28 21:00 | 0.19934 | 0.17635 | 0.19338 | 0.22053 | 0.52119 | 0.52119 | 0.52119 | 0.52119 | 0.32185 | 0.34484 | 0.3278 | 0.30066
2012-03-28 22:00 | 0.18782 | 0.14007 | 0.18981 | 0.21758 | 0.52119 | 0.52119 | 0.52119 | 0.52119 | 0.33337 | 0.38111 | 0.33138 | 0.3036
2012-03-28 23:00 | 0.17834 | 0.10969 | 0.18396 | 0.21615 | 0.52119 | 0.52119 | 0.52119 | 0.52119 | 0.34285 | 0.4115 | 0.33723 | 0.30504
2012-03-29 | 0.17632 | 0.10324 | 0.17622 | 0.21799 | 0.52119 | 0.52119 | 0.52119 | 0.52119 | 0.34487 | 0.41795 | 0.34497 | 0.30319
2012-03-29 01:00 | 0.17728 | 0.10133 | 0.17632 | 0.21894 | 0.52119 | 0.52119 | 0.52119 | 0.52119 | 0.34391 | 0.41986 | 0.34487 | 0.30225
2012-03-29 02:00 | 0.17201 | 0.10347 | 0.17835 | 0.22046 | 0.52119 | 0.52119 | 0.52119 | 0.52119 | 0.34918 | 0.41772 | 0.34284 | 0.30073
2012-03-29 03:00 | 0.18386 | 0.11163 | 0.18347 | 0.22198 | 0.52119 | 0.52119 | 0.52119 | 0.52119 | 0.33732 | 0.40955 | 0.33771 | 0.2992
2012-03-29 04:00 | 0.20097 | 0.12587 | 0.18571 | 0.22572 | 0.52119 | 0.52119 | 0.52119 | 0.52119 | 0.32022 | 0.39532 | 0.33548 | 0.29547
2012-03-29 05:00 | 0.22566 | 0.1461 | 0.18864 | 0.23065 | 0.52119 | 0.52119 | 0.52119 | 0.52119 | 0.29553 | 0.37509 | 0.33255 | 0.29054
2012-03-29 06:00 | 0.26624 | 0.23015 | 0.1953 | 0.23397 | 0.52119 | 0.52119 | 0.52119 | 0.52119 | 0.25494 | 0.29104 | 0.32589 | 0.28722
2012-03-29 07:00 | 0.29178 | 0.30326 | 0.19614 | 0.23761 | 0.52119 | 0.52119 | 0.52119 | 0.52119 | 0.22941 | 0.21792 | 0.32505 | 0.28358
2012-03-29 08:00 | 0.30078 | 0.32537 | 0.19382 | 0.23827 | 0.52119 | 0.52119 | 0.52119 | 0.52119 | 0.22041 | 0.19581 | 0.32737 | 0.28292
2012-03-29 09:00 | 0.29447 | 0.31837 | 0.19247 | 0.23713 | 0.52119 | 0.52119 | 0.52119 | 0.52119 | 0.22672 | 0.20282 | 0.32872 | 0.28406
2012-03-29 10:00 | 0.29142 | 0.31301 | 0.19419 | 0.23357 | 0.52119 | 0.52119 | 0.52119 | 0.52119 | 0.22977 | 0.20818 | 0.327 | 0.28762
2012-03-29 11:00 | 0.28916 | 0.31464 | 0.20156 | 0.23006 | 0.52119 | 0.52119 | 0.52119 | 0.52119 | 0.23203 | 0.20654 | 0.31963 | 0.29113
2012-03-29 12:00 | 0.29019 | 0.31038 | 0.20191 | 0.23008 | 0.52119 | 0.52119 | 0.52119 | 0.52119 | 0.231 | 0.21081 | 0.31928 | 0.29111
2012-03-29 13:00 | 0.29028 | 0.30843 | 0.20102 | 0.23122 | 0.52119 | 0.52119 | 0.52119 | 0.52119 | 0.23091 | 0.21275 | 0.32017 | 0.28997
2012-03-29 14:00 | 0.29118 | 0.30641 | 0.20181 | 0.22961 | 0.52119 | 0.52119 | 0.52119 | 0.52119 | 0.23001 | 0.21478 | 0.31937 | 0.29157
2012-03-29 15:00 | 0.28841 | 0.30115 | 0.19583 | 0.22474 | 0.52119 | 0.52119 | 0.52119 | 0.52119 | 0.23277 | 0.22004 | 0.32536 | 0.29645
2012-03-29 16:00 | 0.28697 | 0.2998 | 0.19178 | 0.22283 | 0.52119 | 0.52119 | 0.52119 | 0.52119 | 0.23421 | 0.22139 | 0.32941 | 0.29836
2012-03-29 17:00 | 0.28225 | 0.28444 | 0.19367 | 0.22423 | 0.52119 | 0.52119 | 0.52119 | 0.52119 | 0.23894 | 0.23675 | 0.32751 | 0.29696
2012-03-29 18:00 | 0.24936 | 0.253 | 0.1908 | 0.22382 | 0.52119 | 0.52119 | 0.52119 | 0.52119 | 0.27182 | 0.26819 | 0.33039 | 0.29737
2012-03-29 19:00 | 0.22598 | 0.20783 | 0.1899 | 0.22035 | 0.52119 | 0.52119 | 0.52119 | 0.52119 | 0.29521 | 0.31335 | 0.33129 | 0.30084
2012-03-29 20:00 | 0.21124 | 0.18493 | 0.18858 | 0.22438 | 0.52119 | 0.52119 | 0.52119 | 0.52119 | 0.30995 | 0.33626 | 0.33261 | 0.2968
2012-03-29 21:00 | 0.19922 | 0.17572 | 0.18615 | 0.22376 | 0.52119 | 0.52119 | 0.52119 | 0.52119 | 0.32197 | 0.34547 | 0.33504 | 0.29743
2012-03-29 22:00 | 0.1875 | 0.13953 | 0.18447 | 0.22032 | 0.52119 | 0.52119 | 0.52119 | 0.52119 | 0.33369 | 0.38166 | 0.33672 | 0.30087
2012-03-29 23:00 | 0.17964 | 0.11002 | 0.1781 | 0.21766 | 0.52119 | 0.52119 | 0.52119 | 0.52119 | 0.34155 | 0.41117 | 0.34309 | 0.30353
2012-03-30 | 0.17619 | 0.1031 | 0.17175 | 0.21839 | 0.52119 | 0.52119 | 0.52119 | 0.52119 | 0.345 | 0.41809 | 0.34944 | 0.3028
2012-03-30 01:00 | 0.17685 | 0.10124 | 0.17249 | 0.21939 | 0.52119 | 0.52119 | 0.52119 | 0.52119 | 0.34433 | 0.41995 | 0.3487 | 0.3018
2012-03-30 02:00 | 0.17176 | 0.10355 | 0.175 | 0.22095 | 0.52119 | 0.52119 | 0.52119 | 0.52119 | 0.34943 | 0.41764 | 0.34619 | 0.30024
2012-03-30 03:00 | 0.18351 | 0.11163 | 0.18074 | 0.22222 | 0.52119 | 0.52119 | 0.52119 | 0.52119 | 0.33768 | 0.40955 | 0.34044 | 0.29897
2012-03-30 04:00 | 0.20074 | 0.12594 | 0.18342 | 0.23676 | 0.52119 | 0.52119 | 0.52119 | 0.52119 | 0.32045 | 0.39525 | 0.33777 | 0.28443
2012-03-30 05:00 | 0.22589 | 0.14619 | 0.18696 | 0.24138 | 0.52119 | 0.52119 | 0.52119 | 0.52119 | 0.29529 | 0.375 | 0.33423 | 0.2798
2012-03-30 06:00 | 0.26608 | 0.23113 | 0.1926 | 0.23644 | 0.52119 | 0.52119 | 0.52119 | 0.52119 | 0.25511 | 0.29006 | 0.32859 | 0.28475
2012-03-30 07:00 | 0.29072 | 0.30328 | 0.19349 | 0.23883 | 0.52119 | 0.52119 | 0.52119 | 0.52119 | 0.23046 | 0.21791 | 0.32769 | 0.28235
2012-03-30 08:00 | 0.29728 | 0.32335 | 0.20664 | 0.23709 | 0.52119 | 0.52119 | 0.52119 | 0.52119 | 0.22391 | 0.19784 | 0.31455 | 0.28409
2012-03-30 09:00 | 0.29228 | 0.31656 | 0.20543 | 0.2321 | 0.52119 | 0.52119 | 0.52119 | 0.52119 | 0.22891 | 0.20462 | 0.31576 | 0.28908
2012-03-30 10:00 | 0.28976 | 0.31372 | 0.20236 | 0.23122 | 0.52119 | 0.52119 | 0.52119 | 0.52119 | 0.23143 | 0.20747 | 0.31883 | 0.28997
2012-03-30 11:00 | 0.2877 | 0.31543 | 0.2019 | 0.22936 | 0.52119 | 0.52119 | 0.52119 | 0.52119 | 0.23349 | 0.20576 | 0.31929 | 0.29183
2012-03-30 12:00 | 0.28884 | 0.31224 | 0.20406 | 0.23055 | 0.52119 | 0.52119 | 0.52119 | 0.52119 | 0.23235 | 0.20895 | 0.31713 | 0.29064
2012-03-30 13:00 | 0.2891 | 0.31124 | 0.19698 | 0.23066 | 0.52119 | 0.52119 | 0.52119 | 0.52119 | 0.23208 | 0.20994 | 0.32421 | 0.29053
2012-03-30 14:00 | 0.28988 | 0.30845 | 0.1919 | 0.22925 | 0.52119 | 0.52119 | 0.52119 | 0.52119 | 0.23131 | 0.21274 | 0.32929 | 0.29194
2012-03-30 15:00 | 0.28697 | 0.30355 | 0.19022 | 0.22585 | 0.52119 | 0.52119 | 0.52119 | 0.52119 | 0.23422 | 0.21764 | 0.33097 | 0.29534
2012-03-30 16:00 | 0.28549 | 0.30329 | 0.19372 | 0.22543 | 0.52119 | 0.52119 | 0.52119 | 0.52119 | 0.2357 | 0.21789 | 0.32747 | 0.29576
2012-03-30 17:00 | 0.28111 | 0.28726 | 0.1972 | 0.22559 | 0.52119 | 0.52119 | 0.52119 | 0.52119 | 0.24007 | 0.23393 | 0.32399 | 0.2956
2012-03-30 18:00 | 0.24932 | 0.25664 | 0.19536 | 0.22161 | 0.52119 | 0.52119 | 0.52119 | 0.52119 | 0.27187 | 0.26455 | 0.32583 | 0.29958
2012-03-30 19:00 | 0.22637 | 0.20985 | 0.19432 | 0.22055 | 0.52119 | 0.52119 | 0.52119 | 0.52119 | 0.29482 | 0.31134 | 0.32687 | 0.30064
2012-03-30 20:00 | 0.21163 | 0.18663 | 0.19097 | 0.22284 | 0.52119 | 0.52119 | 0.52119 | 0.52119 | 0.30955 | 0.33455 | 0.33022 | 0.29835
2012-03-30 21:00 | 0.19948 | 0.17705 | 0.18889 | 0.22256 | 0.52119 | 0.52119 | 0.52119 | 0.52119 | 0.32171 | 0.34414 | 0.3323 | 0.29863
2012-03-30 22:00 | 0.18797 | 0.14077 | 0.18621 | 0.21955 | 0.52119 | 0.52119 | 0.52119 | 0.52119 | 0.33322 | 0.38042 | 0.33498 | 0.30164
2012-03-30 23:00 | 0.17993 | 0.11033 | 0.17942 | 0.21806 | 0.52119 | 0.52119 | 0.52119 | 0.52119 | 0.34125 | 0.41085 | 0.34176 | 0.30313
2012-03-31 | 0.17366 | 0.10906 | 0.18122 | 0.22346 | 0.52119 | 0.52119 | 0.52119 | 0.52119 | 0.34753 | 0.41213 | 0.33997 | 0.29773
2012-03-31 01:00 | 0.17281 | 0.10457 | 0.17849 | 0.22245 | 0.52119 | 0.52119 | 0.52119 | 0.52119 | 0.34838 | 0.41662 | 0.3427 | 0.29874
2012-03-31 02:00 | 0.17563 | 0.10403 | 0.17805 | 0.22094 | 0.52119 | 0.52119 | 0.52119 | 0.52119 | 0.34556 | 0.41716 | 0.34314 | 0.30024
2012-03-31 03:00 | 0.17657 | 0.10536 | 0.17963 | 0.22387 | 0.52119 | 0.52119 | 0.52119 | 0.52119 | 0.34462 | 0.41583 | 0.34155 | 0.29732
2012-03-31 04:00 | 0.17773 | 0.10992 | 0.1825 | 0.22333 | 0.52119 | 0.52119 | 0.52119 | 0.52119 | 0.34346 | 0.41127 | 0.33869 | 0.29786
2012-03-31 05:00 | 0.18187 | 0.11354 | 0.18981 | 0.22409 | 0.52119 | 0.52119 | 0.52119 | 0.52119 | 0.33932 | 0.40765 | 0.33137 | 0.2971
2012-03-31 06:00 | 0.19627 | 0.1289 | 0.19357 | 0.22943 | 0.52119 | 0.52119 | 0.52119 | 0.52119 | 0.32491 | 0.39229 | 0.32762 | 0.29176
2012-03-31 07:00 | 0.20816 | 0.16471 | 0.19141 | 0.22781 | 0.52119 | 0.52119 | 0.52119 | 0.52119 | 0.31303 | 0.35648 | 0.32978 | 0.29338
2012-03-31 08:00 | 0.2282 | 0.21224 | 0.19807 | 0.23046 | 0.52119 | 0.52119 | 0.52119 | 0.52119 | 0.29299 | 0.30895 | 0.32312 | 0.29073
2012-03-31 09:00 | 0.23751 | 0.22974 | 0.1964 | 0.22865 | 0.52119 | 0.52119 | 0.52119 | 0.52119 | 0.28368 | 0.29145 | 0.32479 | 0.29254
2012-03-31 10:00 | 0.24053 | 0.23132 | 0.19127 | 0.23139 | 0.52119 | 0.52119 | 0.52119 | 0.52119 | 0.28066 | 0.28987 | 0.32992 | 0.2898
2012-03-31 11:00 | 0.24179 | 0.23655 | 0.19169 | 0.23427 | 0.52119 | 0.52119 | 0.52119 | 0.52119 | 0.2794 | 0.28464 | 0.3295 | 0.28692
2012-03-31 12:00 | 0.23862 | 0.23331 | 0.18849 | 0.23067 | 0.52119 | 0.52119 | 0.52119 | 0.52119 | 0.28257 | 0.28788 | 0.3327 | 0.29052
2012-03-31 13:00 | 0.23758 | 0.22238 | 0.19238 | 0.22633 | 0.52119 | 0.52119 | 0.52119 | 0.52119 | 0.28361 | 0.29881 | 0.3288 | 0.29486
2012-03-31 14:00 | 0.23313 | 0.21562 | 0.18926 | 0.22308 | 0.52119 | 0.52119 | 0.52119 | 0.52119 | 0.28806 | 0.30557 | 0.33192 | 0.29811
2012-03-31 15:00 | 0.22595 | 0.18889 | 0.18611 | 0.22097 | 0.52119 | 0.52119 | 0.52119 | 0.52119 | 0.29524 | 0.33229 | 0.33508 | 0.30022
2012-03-31 16:00 | 0.2209 | 0.1732 | 0.19071 | 0.22106 | 0.52119 | 0.52119 | 0.52119 | 0.52119 | 0.30028 | 0.34798 | 0.33048 | 0.30013
2012-03-31 17:00 | 0.21296 | 0.16035 | 0.19264 | 0.21834 | 0.52119 | 0.52119 | 0.52119 | 0.52119 | 0.30823 | 0.36084 | 0.32855 | 0.30285
2012-03-31 18:00 | 0.20741 | 0.15347 | 0.19037 | 0.21634 | 0.52119 | 0.52119 | 0.52119 | 0.52119 | 0.31378 | 0.36772 | 0.33082 | 0.30485
2012-03-31 19:00 | 0.19773 | 0.14231 | 0.19037 | 0.21457 | 0.52119 | 0.52119 | 0.52119 | 0.52119 | 0.32346 | 0.37887 | 0.33082 | 0.30662
2012-03-31 20:00 | 0.1959 | 0.13541 | 0.18724 | 0.21744 | 0.52119 | 0.52119 | 0.52119 | 0.52119 | 0.32529 | 0.38577 | 0.33394 | 0.30374
2012-03-31 21:00 | 0.19084 | 0.13121 | 0.18924 | 0.2185 | 0.52119 | 0.52119 | 0.52119 | 0.52119 | 0.33035 | 0.38998 | 0.33194 | 0.30269
2012-03-31 22:00 | 0.18859 | 0.12599 | 0.18728 | 0.21985 | 0.52119 | 0.52119 | 0.52119 | 0.52119 | 0.3326 | 0.3952 | 0.33391 | 0.30134
2012-03-31 23:00 | 0.18777 | 0.11256 | 0.18565 | 0.22018 | 0.52119 | 0.52119 | 0.52119 | 0.52119 | 0.33342 | 0.40863 | 0.33553 | 0.30101
2012-04-01 | 0.17355 | 0.10934 | 0.17749 | 0.2213 | 0.52119 | 0.52119 | 0.52119 | 0.52119 | 0.34764 | 0.41185 | 0.3437 | 0.29988
2012-04-01 01:00 | 0.17267 | 0.10443 | 0.17618 | 0.22227 | 0.52119 | 0.52119 | 0.52119 | 0.52119 | 0.34852 | 0.41676 | 0.34501 | 0.29892
2012-04-01 02:00 | 0.17514 | 0.10365 | 0.17483 | 0.22114 | 0.52119 | 0.52119 | 0.52119 | 0.52119 | 0.34605 | 0.41754 | 0.34635 | 0.30005
2012-04-01 03:00 | 0.17604 | 0.1058 | 0.1759 | 0.22161 | 0.52119 | 0.52119 | 0.52119 | 0.52119 | 0.34514 | 0.41539 | 0.34529 | 0.29958
2012-04-01 04:00 | 0.17706 | 0.11055 | 0.17971 | 0.22179 | 0.52119 | 0.52119 | 0.52119 | 0.52119 | 0.34413 | 0.41064 | 0.34147 | 0.2994
2012-04-01 05:00 | 0.18088 | 0.1138 | 0.18629 | 0.22373 | 0.52119 | 0.52119 | 0.52119 | 0.52119 | 0.34031 | 0.40739 | 0.33489 | 0.29745
2012-04-01 06:00 | 0.19562 | 0.12911 | 0.19269 | 0.22462 | 0.52119 | 0.52119 | 0.52119 | 0.52119 | 0.32557 | 0.39208 | 0.3285 | 0.29657
2012-04-01 07:00 | 0.20981 | 0.16529 | 0.19079 | 0.22524 | 0.52119 | 0.52119 | 0.52119 | 0.52119 | 0.31138 | 0.3559 | 0.3304 | 0.29595
2012-04-01 08:00 | 0.22763 | 0.21364 | 0.19975 | 0.22783 | 0.52119 | 0.52119 | 0.52119 | 0.52119 | 0.29356 | 0.30755 | 0.32144 | 0.29335
2012-04-01 09:00 | 0.23628 | 0.23608 | 0.19307 | 0.2304 | 0.52119 | 0.52119 | 0.52119 | 0.52119 | 0.28491 | 0.28511 | 0.32812 | 0.29079
2012-04-01 10:00 | 0.23949 | 0.23639 | 0.19128 | 0.22913 | 0.52119 | 0.52119 | 0.52119 | 0.52119 | 0.2817 | 0.2848 | 0.32991 | 0.29206
2012-04-01 11:00 | 0.2445 | 0.23755 | 0.18753 | 0.23034 | 0.52119 | 0.52119 | 0.52119 | 0.52119 | 0.27669 | 0.28364 | 0.33365 | 0.29085
2012-04-01 12:00 | 0.24524 | 0.2334 | 0.18479 | 0.22903 | 0.52119 | 0.52119 | 0.52119 | 0.52119 | 0.27595 | 0.28778 | 0.3364 | 0.29216
2012-04-01 13:00 | 0.24057 | 0.22334 | 0.19019 | 0.22671 | 0.52119 | 0.52119 | 0.52119 | 0.52119 | 0.28062 | 0.29785 | 0.33099 | 0.29448
2012-04-01 14:00 | 0.23387 | 0.21649 | 0.18122 | 0.22263 | 0.52119 | 0.52119 | 0.52119 | 0.52119 | 0.28732 | 0.3047 | 0.33997 | 0.29856
2012-04-01 15:00 | 0.22662 | 0.18983 | 0.18731 | 0.22146 | 0.52119 | 0.52119 | 0.52119 | 0.52119 | 0.29457 | 0.33136 | 0.33388 | 0.29973
2012-04-01 16:00 | 0.22151 | 0.17399 | 0.18557 | 0.22204 | 0.52119 | 0.52119 | 0.52119 | 0.52119 | 0.29968 | 0.3472 | 0.33562 | 0.29915
2012-04-01 17:00 | 0.21214 | 0.16184 | 0.18061 | 0.22 | 0.52119 | 0.52119 | 0.52119 | 0.52119 | 0.30905 | 0.35935 | 0.34058 | 0.30119
2012-04-01 18:00 | 0.20666 | 0.15418 | 0.1744 | 0.21594 | 0.52119 | 0.52119 | 0.52119 | 0.52119 | 0.31453 | 0.367 | 0.34679 | 0.30525
2012-04-01 19:00 | 0.19753 | 0.14285 | 0.18261 | 0.21632 | 0.52119 | 0.52119 | 0.52119 | 0.52119 | 0.32366 | 0.37834 | 0.33857 | 0.30487
2012-04-01 20:00 | 0.19573 | 0.13566 | 0.18222 | 0.21893 | 0.52119 | 0.52119 | 0.52119 | 0.52119 | 0.32546 | 0.38553 | 0.33897 | 0.30226
2012-04-01 21:00 | 0.19105 | 0.13126 | 0.18591 | 0.21947 | 0.52119 | 0.52119 | 0.52119 | 0.52119 | 0.33014 | 0.38993 | 0.33528 | 0.30172
2012-04-01 22:00 | 0.18835 | 0.12603 | 0.18381 | 0.22011 | 0.52119 | 0.52119 | 0.52119 | 0.52119 | 0.33284 | 0.39516 | 0.33738 | 0.30108
2012-04-01 23:00 | 0.18845 | 0.11429 | 0.18249 | 0.22221 | 0.52119 | 0.52119 | 0.52119 | 0.52119 | 0.33274 | 0.40689 | 0.3387 | 0.29898
2012-04-02 | 0.1777 | 0.10416 | 0.18061 | 0.21833 | 0.52119 | 0.52119 | 0.52119 | 0.52119 | 0.34348 | 0.41703 | 0.34058 | 0.30286
2012-04-02 01:00 | 0.17895 | 0.10223 | 0.17995 | 0.21894 | 0.52119 | 0.52119 | 0.52119 | 0.52119 | 0.34224 | 0.41896 | 0.34124 | 0.30225
2012-04-02 02:00 | 0.17619 | 0.10398 | 0.1828 | 0.22008 | 0.52119 | 0.52119 | 0.52119 | 0.52119 | 0.345 | 0.41721 | 0.33839 | 0.30111
2012-04-02 03:00 | 0.18784 | 0.1121 | 0.18785 | 0.22098 | 0.52119 | 0.52119 | 0.52119 | 0.52119 | 0.33335 | 0.40909 | 0.33334 | 0.30021
2012-04-02 04:00 | 0.20525 | 0.12662 | 0.18913 | 0.22368 | 0.52119 | 0.52119 | 0.52119 | 0.52119 | 0.31594 | 0.39456 | 0.33206 | 0.29751
2012-04-02 05:00 | 0.23029 | 0.14714 | 0.19288 | 0.2287 | 0.52119 | 0.52119 | 0.52119 | 0.52119 | 0.2909 | 0.37405 | 0.32831 | 0.29249
2012-04-02 06:00 | 0.26934 | 0.2329 | 0.20239 | 0.23308 | 0.52119 | 0.52119 | 0.52119 | 0.52119 | 0.25185 | 0.28829 | 0.3188 | 0.2881
2012-04-02 07:00 | 0.29182 | 0.30423 | 0.20076 | 0.23535 | 0.52119 | 0.52119 | 0.52119 | 0.52119 | 0.22937 | 0.21696 | 0.32043 | 0.28583
2012-04-02 08:00 | 0.30031 | 0.32711 | 0.19967 | 0.23597 | 0.52119 | 0.52119 | 0.52119 | 0.52119 | 0.22088 | 0.19408 | 0.32152 | 0.28522
2012-04-02 09:00 | 0.29835 | 0.32848 | 0.19873 | 0.23563 | 0.52119 | 0.52119 | 0.52119 | 0.52119 | 0.22284 | 0.19271 | 0.32246 | 0.28556
2012-04-02 10:00 | 0.298 | 0.32242 | 0.19746 | 0.23583 | 0.52119 | 0.52119 | 0.52119 | 0.52119 | 0.22319 | 0.19877 | 0.32373 | 0.28536
2012-04-02 11:00 | 0.29652 | 0.3189 | 0.19921 | 0.23551 | 0.52119 | 0.52119 | 0.52119 | 0.52119 | 0.22467 | 0.20228 | 0.32198 | 0.28568
2012-04-02 12:00 | 0.29497 | 0.31471 | 0.19832 | 0.2327 | 0.52119 | 0.52119 | 0.52119 | 0.52119 | 0.22622 | 0.20648 | 0.32287 | 0.28848
2012-04-02 13:00 | 0.29417 | 0.31561 | 0.203 | 0.23058 | 0.52119 | 0.52119 | 0.52119 | 0.52119 | 0.22702 | 0.20558 | 0.31818 | 0.29061
2012-04-02 14:00 | 0.29429 | 0.31238 | 0.20102 | 0.22846 | 0.52119 | 0.52119 | 0.52119 | 0.52119 | 0.2269 | 0.20881 | 0.32017 | 0.29273
2012-04-02 15:00 | 0.29203 | 0.307 | 0.20115 | 0.22609 | 0.52119 | 0.52119 | 0.52119 | 0.52119 | 0.22916 | 0.21419 | 0.32004 | 0.2951
2012-04-02 16:00 | 0.28948 | 0.30552 | 0.20211 | 0.22449 | 0.52119 | 0.52119 | 0.52119 | 0.52119 | 0.23171 | 0.21567 | 0.31907 | 0.2967
2012-04-02 17:00 | 0.28402 | 0.28864 | 0.206 | 0.22381 | 0.52119 | 0.52119 | 0.52119 | 0.52119 | 0.23717 | 0.23254 | 0.31519 | 0.29738
2012-04-02 18:00 | 0.25047 | 0.25695 | 0.20319 | 0.22096 | 0.52119 | 0.52119 | 0.52119 | 0.52119 | 0.27072 | 0.26424 | 0.318 | 0.30023
2012-04-02 19:00 | 0.22806 | 0.21045 | 0.20253 | 0.21907 | 0.52119 | 0.52119 | 0.52119 | 0.52119 | 0.29312 | 0.31074 | 0.31866 | 0.30212
2012-04-02 20:00 | 0.21312 | 0.18708 | 0.2008 | 0.21919 | 0.52119 | 0.52119 | 0.52119 | 0.52119 | 0.30807 | 0.33411 | 0.32038 | 0.302
2012-04-02 21:00 | 0.20079 | 0.17701 | 0.19669 | 0.21888 | 0.52119 | 0.52119 | 0.52119 | 0.52119 | 0.3204 | 0.34418 | 0.3245 | 0.30231
2012-04-02 22:00 | 0.1893 | 0.1406 | 0.19431 | 0.21597 | 0.52119 | 0.52119 | 0.52119 | 0.52119 | 0.33189 | 0.38059 | 0.32687 | 0.30522
2012-04-02 23:00 | 0.17872 | 0.11036 | 0.18802 | 0.21469 | 0.52119 | 0.52119 | 0.52119 | 0.52119 | 0.34247 | 0.41083 | 0.33317 | 0.3065
2012-04-03 | 0.17701 | 0.10387 | 0.18096 | 0.2173 | 0.52119 | 0.52119 | 0.52119 | 0.52119 | 0.34418 | 0.41732 | 0.34023 | 0.30389
2012-04-03 01:00 | 0.17834 | 0.10214 | 0.18139 | 0.21799 | 0.52119 | 0.52119 | 0.52119 | 0.52119 | 0.34285 | 0.41904 | 0.33979 | 0.3032
2012-04-03 02:00 | 0.17445 | 0.10393 | 0.18388 | 0.21939 | 0.52119 | 0.52119 | 0.52119 | 0.52119 | 0.34674 | 0.41726 | 0.33731 | 0.3018
2012-04-03 03:00 | 0.18648 | 0.11206 | 0.18781 | 0.22115 | 0.52119 | 0.52119 | 0.52119 | 0.52119 | 0.33471 | 0.40913 | 0.33338 | 0.30004
2012-04-03 04:00 | 0.2042 | 0.12666 | 0.18901 | 0.22394 | 0.52119 | 0.52119 | 0.52119 | 0.52119 | 0.31699 | 0.39453 | 0.33218 | 0.29724
2012-04-03 05:00 | 0.22975 | 0.14718 | 0.19227 | 0.22926 | 0.52119 | 0.52119 | 0.52119 | 0.52119 | 0.29144 | 0.37401 | 0.32892 | 0.29193
2012-04-03 06:00 | 0.26907 | 0.23215 | 0.20073 | 0.23362 | 0.52119 | 0.52119 | 0.52119 | 0.52119 | 0.25211 | 0.28904 | 0.32046 | 0.28757
2012-04-03 07:00 | 0.29221 | 0.30314 | 0.19992 | 0.23594 | 0.52119 | 0.52119 | 0.52119 | 0.52119 | 0.22898 | 0.21804 | 0.32126 | 0.28525
2012-04-03 08:00 | 0.30049 | 0.32693 | 0.19852 | 0.23658 | 0.52119 | 0.52119 | 0.52119 | 0.52119 | 0.2207 | 0.19426 | 0.32267 | 0.28461
2012-04-03 09:00 | 0.29875 | 0.32679 | 0.19666 | 0.23617 | 0.52119 | 0.52119 | 0.52119 | 0.52119 | 0.22244 | 0.1944 | 0.32453 | 0.28502
2012-04-03 10:00 | 0.29784 | 0.32158 | 0.19673 | 0.23614 | 0.52119 | 0.52119 | 0.52119 | 0.52119 | 0.22335 | 0.19961 | 0.32446 | 0.28505
2012-04-03 11:00 | 0.29648 | 0.31718 | 0.19818 | 0.23599 | 0.52119 | 0.52119 | 0.52119 | 0.52119 | 0.2247 | 0.20401 | 0.32301 | 0.28519
2012-04-03 12:00 | 0.29477 | 0.31381 | 0.19822 | 0.23312 | 0.52119 | 0.52119 | 0.52119 | 0.52119 | 0.22642 | 0.20738 | 0.32297 | 0.28807
2012-04-03 13:00 | 0.29399 | 0.31479 | 0.20083 | 0.23082 | 0.52119 | 0.52119 | 0.52119 | 0.52119 | 0.2272 | 0.20639 | 0.32036 | 0.29037
2012-04-03 14:00 | 0.29434 | 0.31253 | 0.19947 | 0.2292 | 0.52119 | 0.52119 | 0.52119 | 0.52119 | 0.22685 | 0.20866 | 0.32172 | 0.29199
2012-04-03 15:00 | 0.29236 | 0.30718 | 0.19976 | 0.22663 | 0.52119 | 0.52119 | 0.52119 | 0.52119 | 0.22883 | 0.21401 | 0.32143 | 0.29456
2012-04-03 16:00 | 0.28978 | 0.3057 | 0.20116 | 0.22497 | 0.52119 | 0.52119 | 0.52119 | 0.52119 | 0.23141 | 0.21548 | 0.32003 | 0.29621
2012-04-03 17:00 | 0.28361 | 0.28871 | 0.20512 | 0.22396 | 0.52119 | 0.52119 | 0.52119 | 0.52119 | 0.23758 | 0.23248 | 0.31606 | 0.29723
2012-04-03 18:00 | 0.25053 | 0.25705 | 0.20293 | 0.22128 | 0.52119 | 0.52119 | 0.52119 | 0.52119 | 0.27066 | 0.26414 | 0.31825 | 0.29991
2012-04-03 19:00 | 0.22832 | 0.20981 | 0.20226 | 0.21921 | 0.52119 | 0.52119 | 0.52119 | 0.52119 | 0.29287 | 0.31137 | 0.31892 | 0.30197
2012-04-03 20:00 | 0.21319 | 0.18727 | 0.20063 | 0.21953 | 0.52119 | 0.52119 | 0.52119 | 0.52119 | 0.308 | 0.33392 | 0.32056 | 0.30165
2012-04-03 21:00 | 0.2006 | 0.17727 | 0.19648 | 0.21926 | 0.52119 | 0.52119 | 0.52119 | 0.52119 | 0.32058 | 0.34392 | 0.32471 | 0.30193
2012-04-03 22:00 | 0.18952 | 0.1409 | 0.19426 | 0.21638 | 0.52119 | 0.52119 | 0.52119 | 0.52119 | 0.33167 | 0.38028 | 0.32693 | 0.30481
2012-04-03 23:00 | 0.1789 | 0.11036 | 0.18806 | 0.21516 | 0.52119 | 0.52119 | 0.52119 | 0.52119 | 0.34228 | 0.41083 | 0.33313 | 0.30603
2012-04-04 | 0.17762 | 0.10383 | 0.18109 | 0.21823 | 0.52119 | 0.52119 | 0.52119 | 0.52119 | 0.34356 | 0.41736 | 0.3401 | 0.30296
2012-04-04 01:00 | 0.17879 | 0.10208 | 0.18048 | 0.21892 | 0.52119 | 0.52119 | 0.52119 | 0.52119 | 0.3424 | 0.41911 | 0.3407 | 0.30227
2012-04-04 02:00 | 0.17628 | 0.1039 | 0.18318 | 0.22008 | 0.52119 | 0.52119 | 0.52119 | 0.52119 | 0.3449 | 0.41729 | 0.33801 | 0.3011
2012-04-04 03:00 | 0.18804 | 0.11201 | 0.18793 | 0.22137 | 0.52119 | 0.52119 | 0.52119 | 0.52119 | 0.33315 | 0.40918 | 0.33326 | 0.29982
2012-04-04 04:00 | 0.20536 | 0.12648 | 0.18992 | 0.22441 | 0.52119 | 0.52119 | 0.52119 | 0.52119 | 0.31583 | 0.3947 | 0.33127 | 0.29678
2012-04-04 05:00 | 0.23042 | 0.14697 | 0.1936 | 0.22953 | 0.52119 | 0.52119 | 0.52119 | 0.52119 | 0.29077 | 0.37422 | 0.32759 | 0.29165
2012-04-04 06:00 | 0.26995 | 0.23165 | 0.20078 | 0.2332 | 0.52119 | 0.52119 | 0.52119 | 0.52119 | 0.25124 | 0.28953 | 0.32041 | 0.28798
2012-04-04 07:00 | 0.29311 | 0.30424 | 0.19974 | 0.23625 | 0.52119 | 0.52119 | 0.52119 | 0.52119 | 0.22807 | 0.21695 | 0.32144 | 0.28494
2012-04-04 08:00 | 0.30031 | 0.32606 | 0.1941 | 0.23773 | 0.52119 | 0.52119 | 0.52119 | 0.52119 | 0.22088 | 0.19512 | 0.32709 | 0.28345
2012-04-04 09:00 | 0.29885 | 0.3295 | 0.19431 | 0.23694 | 0.52119 | 0.52119 | 0.52119 | 0.52119 | 0.22234 | 0.19169 | 0.32688 | 0.28424
2012-04-04 10:00 | 0.29799 | 0.32309 | 0.19343 | 0.2363 | 0.52119 | 0.52119 | 0.52119 | 0.52119 | 0.2232 | 0.19809 | 0.32776 | 0.28488
2012-04-04 11:00 | 0.29671 | 0.31759 | 0.19446 | 0.23596 | 0.52119 | 0.52119 | 0.52119 | 0.52119 | 0.22448 | 0.2036 | 0.32673 | 0.28523
2012-04-04 12:00 | 0.29526 | 0.31379 | 0.19348 | 0.23278 | 0.52119 | 0.52119 | 0.52119 | 0.52119 | 0.22593 | 0.2074 | 0.32771 | 0.28841
2012-04-04 13:00 | 0.29444 | 0.31434 | 0.19786 | 0.23056 | 0.52119 | 0.52119 | 0.52119 | 0.52119 | 0.22675 | 0.20685 | 0.32333 | 0.29063
2012-04-04 14:00 | 0.29471 | 0.31178 | 0.19707 | 0.22906 | 0.52119 | 0.52119 | 0.52119 | 0.52119 | 0.22648 | 0.20941 | 0.32412 | 0.29213
2012-04-04 15:00 | 0.29249 | 0.30641 | 0.1967 | 0.22757 | 0.52119 | 0.52119 | 0.52119 | 0.52119 | 0.22869 | 0.21478 | 0.32449 | 0.29362
2012-04-04 16:00 | 0.29013 | 0.30512 | 0.19799 | 0.22622 | 0.52119 | 0.52119 | 0.52119 | 0.52119 | 0.23106 | 0.21606 | 0.3232 | 0.29497
2012-04-04 17:00 | 0.28321 | 0.2884 | 0.20287 | 0.22494 | 0.52119 | 0.52119 | 0.52119 | 0.52119 | 0.23798 | 0.23279 | 0.31832 | 0.29625
2012-04-04 18:00 | 0.25066 | 0.25669 | 0.20255 | 0.22134 | 0.52119 | 0.52119 | 0.52119 | 0.52119 | 0.27052 | 0.26449 | 0.31864 | 0.29985
2012-04-04 19:00 | 0.22822 | 0.20924 | 0.20196 | 0.21968 | 0.52119 | 0.52119 | 0.52119 | 0.52119 | 0.29297 | 0.31195 | 0.31923 | 0.30151
2012-04-04 20:00 | 0.2132 | 0.18728 | 0.19986 | 0.22016 | 0.52119 | 0.52119 | 0.52119 | 0.52119 | 0.30798 | 0.33391 | 0.32132 | 0.30103
2012-04-04 21:00 | 0.20064 | 0.1772 | 0.19642 | 0.21958 | 0.52119 | 0.52119 | 0.52119 | 0.52119 | 0.32054 | 0.34399 | 0.32476 | 0.30161
2012-04-04 22:00 | 0.18954 | 0.14086 | 0.1938 | 0.21658 | 0.52119 | 0.52119 | 0.52119 | 0.52119 | 0.33165 | 0.38033 | 0.32739 | 0.30461
2012-04-04 23:00 | 0.17888 | 0.11045 | 0.18753 | 0.21552 | 0.52119 | 0.52119 | 0.52119 | 0.52119 | 0.34231 | 0.41074 | 0.33366 | 0.30566
2012-04-05 | 0.17746 | 0.10399 | 0.18082 | 0.21791 | 0.52119 | 0.52119 | 0.52119 | 0.52119 | 0.34373 | 0.4172 | 0.34037 | 0.30327
2012-04-05 01:00 | 0.17868 | 0.10214 | 0.18023 | 0.21876 | 0.52119 | 0.52119 | 0.52119 | 0.52119 | 0.34251 | 0.41904 | 0.34096 | 0.30243
2012-04-05 02:00 | 0.17627 | 0.10392 | 0.1829 | 0.21992 | 0.52119 | 0.52119 | 0.52119 | 0.52119 | 0.34492 | 0.41726 | 0.33829 | 0.30127
2012-04-05 03:00 | 0.18813 | 0.11204 | 0.18754 | 0.22119 | 0.52119 | 0.52119 | 0.52119 | 0.52119 | 0.33306 | 0.40915 | 0.33365 | 0.3
2012-04-05 04:00 | 0.20557 | 0.12651 | 0.18926 | 0.22412 | 0.52119 | 0.52119 | 0.52119 | 0.52119 | 0.31561 | 0.39468 | 0.33192 | 0.29707
2012-04-05 05:00 | 0.23073 | 0.14712 | 0.19248 | 0.22953 | 0.52119 | 0.52119 | 0.52119 | 0.52119 | 0.29046 | 0.37407 | 0.32871 | 0.29166
2012-04-05 06:00 | 0.27041 | 0.23231 | 0.1997 | 0.23373 | 0.52119 | 0.52119 | 0.52119 | 0.52119 | 0.25077 | 0.28888 | 0.32149 | 0.28746
2012-04-05 07:00 | 0.29301 | 0.30296 | 0.19792 | 0.23711 | 0.52119 | 0.52119 | 0.52119 | 0.52119 | 0.22818 | 0.21823 | 0.32327 | 0.28408
2012-04-05 08:00 | 0.29911 | 0.32625 | 0.19295 | 0.23845 | 0.52119 | 0.52119 | 0.52119 | 0.52119 | 0.22208 | 0.19494 | 0.32824 | 0.28273
2012-04-05 09:00 | 0.29811 | 0.32723 | 0.19112 | 0.23759 | 0.52119 | 0.52119 | 0.52119 | 0.52119 | 0.22308 | 0.19396 | 0.33007 | 0.2836
2012-04-05 10:00 | 0.29675 | 0.32198 | 0.18897 | 0.23655 | 0.52119 | 0.52119 | 0.52119 | 0.52119 | 0.22444 | 0.1992 | 0.33222 | 0.28464
2012-04-05 11:00 | 0.296 | 0.31612 | 0.18874 | 0.23508 | 0.52119 | 0.52119 | 0.52119 | 0.52119 | 0.22519 | 0.20507 | 0.33245 | 0.2861
2012-04-05 12:00 | 0.29456 | 0.31272 | 0.18857 | 0.23248 | 0.52119 | 0.52119 | 0.52119 | 0.52119 | 0.22662 | 0.20847 | 0.33262 | 0.28871
2012-04-05 13:00 | 0.29382 | 0.3136 | 0.19191 | 0.23045 | 0.52119 | 0.52119 | 0.52119 | 0.52119 | 0.22737 | 0.20759 | 0.32928 | 0.29074
2012-04-05 14:00 | 0.29397 | 0.31112 | 0.19222 | 0.22889 | 0.52119 | 0.52119 | 0.52119 | 0.52119 | 0.22722 | 0.21007 | 0.32897 | 0.29229
2012-04-05 15:00 | 0.29189 | 0.30627 | 0.19464 | 0.2273 | 0.52119 | 0.52119 | 0.52119 | 0.52119 | 0.22929 | 0.21492 | 0.32655 | 0.29389
2012-04-05 16:00 | 0.28972 | 0.30475 | 0.19598 | 0.22609 | 0.52119 | 0.52119 | 0.52119 | 0.52119 | 0.23147 | 0.21644 | 0.32521 | 0.2951
2012-04-05 17:00 | 0.28345 | 0.28817 | 0.2009 | 0.22541 | 0.52119 | 0.52119 | 0.52119 | 0.52119 | 0.23774 | 0.23302 | 0.32029 | 0.29578
2012-04-05 18:00 | 0.25045 | 0.25684 | 0.20014 | 0.22106 | 0.52119 | 0.52119 | 0.52119 | 0.52119 | 0.27074 | 0.26435 | 0.32105 | 0.30013
2012-04-05 19:00 | 0.22797 | 0.21008 | 0.19996 | 0.21969 | 0.52119 | 0.52119 | 0.52119 | 0.52119 | 0.29322 | 0.31111 | 0.32123 | 0.30149
2012-04-05 20:00 | 0.21293 | 0.18722 | 0.1987 | 0.22047 | 0.52119 | 0.52119 | 0.52119 | 0.52119 | 0.30826 | 0.33397 | 0.32249 | 0.30071
2012-04-05 21:00 | 0.20064 | 0.17733 | 0.19588 | 0.21991 | 0.52119 | 0.52119 | 0.52119 | 0.52119 | 0.32055 | 0.34386 | 0.3253 | 0.30128
2012-04-05 22:00 | 0.1895 | 0.14103 | 0.19359 | 0.21681 | 0.52119 | 0.52119 | 0.52119 | 0.52119 | 0.33169 | 0.38016 | 0.3276 | 0.30438
2012-04-05 23:00 | 0.17886 | 0.11064 | 0.18774 | 0.21494 | 0.52119 | 0.52119 | 0.52119 | 0.52119 | 0.34233 | 0.41055 | 0.33345 | 0.30624
2012-04-06 | 0.17745 | 0.10415 | 0.18066 | 0.21783 | 0.52119 | 0.52119 | 0.52119 | 0.52119 | 0.34374 | 0.41704 | 0.34053 | 0.30336
2012-04-06 01:00 | 0.17867 | 0.10222 | 0.18032 | 0.21863 | 0.52119 | 0.52119 | 0.52119 | 0.52119 | 0.34252 | 0.41896 | 0.34087 | 0.30256
2012-04-06 02:00 | 0.17631 | 0.10396 | 0.18267 | 0.21999 | 0.52119 | 0.52119 | 0.52119 | 0.52119 | 0.34488 | 0.41722 | 0.33852 | 0.3012
2012-04-06 03:00 | 0.18813 | 0.11207 | 0.18747 | 0.22129 | 0.52119 | 0.52119 | 0.52119 | 0.52119 | 0.33306 | 0.40912 | 0.33371 | 0.2999
2012-04-06 04:00 | 0.2056 | 0.12651 | 0.18914 | 0.2246 | 0.52119 | 0.52119 | 0.52119 | 0.52119 | 0.31559 | 0.39468 | 0.33204 | 0.29659
2012-04-06 05:00 | 0.23057 | 0.14708 | 0.19229 | 0.23005 | 0.52119 | 0.52119 | 0.52119 | 0.52119 | 0.29062 | 0.37411 | 0.3289 | 0.29113
2012-04-06 06:00 | 0.2703 | 0.23262 | 0.1989 | 0.23396 | 0.52119 | 0.52119 | 0.52119 | 0.52119 | 0.25089 | 0.28857 | 0.32229 | 0.28723
2012-04-06 07:00 | 0.29321 | 0.30402 | 0.19798 | 0.23706 | 0.52119 | 0.52119 | 0.52119 | 0.52119 | 0.22798 | 0.21717 | 0.3232 | 0.28413
2012-04-06 08:00 | 0.29979 | 0.32623 | 0.19369 | 0.23791 | 0.52119 | 0.52119 | 0.52119 | 0.52119 | 0.2214 | 0.19496 | 0.32749 | 0.28328
2012-04-06 09:00 | 0.29897 | 0.32925 | 0.19384 | 0.23695 | 0.52119 | 0.52119 | 0.52119 | 0.52119 | 0.22222 | 0.19194 | 0.32735 | 0.28424
2012-04-06 10:00 | 0.29751 | 0.323 | 0.1912 | 0.23649 | 0.52119 | 0.52119 | 0.52119 | 0.52119 | 0.22368 | 0.19819 | 0.32999 | 0.28469
2012-04-06 11:00 | 0.29642 | 0.31691 | 0.19119 | 0.23572 | 0.52119 | 0.52119 | 0.52119 | 0.52119 | 0.22477 | 0.20427 | 0.33 | 0.28547
2012-04-06 12:00 | 0.29495 | 0.31352 | 0.19018 | 0.23253 | 0.52119 | 0.52119 | 0.52119 | 0.52119 | 0.22624 | 0.20767 | 0.33101 | 0.28866
2012-04-06 13:00 | 0.29412 | 0.31415 | 0.19427 | 0.23033 | 0.52119 | 0.52119 | 0.52119 | 0.52119 | 0.22706 | 0.20704 | 0.32692 | 0.29086
2012-04-06 14:00 | 0.29424 | 0.31132 | 0.19461 | 0.22873 | 0.52119 | 0.52119 | 0.52119 | 0.52119 | 0.22695 | 0.20987 | 0.32658 | 0.29246
2012-04-06 15:00 | 0.29208 | 0.30598 | 0.19523 | 0.22725 | 0.52119 | 0.52119 | 0.52119 | 0.52119 | 0.2291 | 0.21521 | 0.32596 | 0.29394
2012-04-06 16:00 | 0.28962 | 0.30458 | 0.19712 | 0.22621 | 0.52119 | 0.52119 | 0.52119 | 0.52119 | 0.23157 | 0.21661 | 0.32407 | 0.29497
2012-04-06 17:00 | 0.28268 | 0.28796 | 0.2007 | 0.22541 | 0.52119 | 0.52119 | 0.52119 | 0.52119 | 0.2385 | 0.23323 | 0.32049 | 0.29578
2012-04-06 18:00 | 0.25053 | 0.25639 | 0.20071 | 0.22127 | 0.52119 | 0.52119 | 0.52119 | 0.52119 | 0.27066 | 0.2648 | 0.32048 | 0.29992
2012-04-06 19:00 | 0.22779 | 0.20919 | 0.20108 | 0.21975 | 0.52119 | 0.52119 | 0.52119 | 0.52119 | 0.29339 | 0.312 | 0.32011 | 0.30144
2012-04-06 20:00 | 0.21289 | 0.18714 | 0.19969 | 0.2203 | 0.52119 | 0.52119 | 0.52119 | 0.52119 | 0.3083 | 0.33405 | 0.3215 | 0.30089
2012-04-06 21:00 | 0.20065 | 0.17725 | 0.19642 | 0.2198 | 0.52119 | 0.52119 | 0.52119 | 0.52119 | 0.32054 | 0.34394 | 0.32477 | 0.30139
2012-04-06 22:00 | 0.18952 | 0.14096 | 0.19403 | 0.21683 | 0.52119 | 0.52119 | 0.52119 | 0.52119 | 0.33166 | 0.38022 | 0.32716 | 0.30436
2012-04-06 23:00 | 0.18104 | 0.11041 | 0.18789 | 0.21563 | 0.52119 | 0.52119 | 0.52119 | 0.52119 | 0.34015 | 0.41078 | 0.3333 | 0.30556
2012-04-07 | 0.17551 | 0.11298 | 0.17652 | 0.22056 | 0.52119 | 0.52119 | 0.52119 | 0.52119 | 0.34567 | 0.4082 | 0.34467 | 0.30063
2012-04-07 01:00 | 0.17411 | 0.10813 | 0.17584 | 0.22147 | 0.52119 | 0.52119 | 0.52119 | 0.52119 | 0.34708 | 0.41306 | 0.34535 | 0.29972
2012-04-07 02:00 | 0.17771 | 0.10754 | 0.17497 | 0.22104 | 0.52119 | 0.52119 | 0.52119 | 0.52119 | 0.34348 | 0.41365 | 0.34622 | 0.30015
2012-04-07 03:00 | 0.17867 | 0.10558 | 0.17643 | 0.2223 | 0.52119 | 0.52119 | 0.52119 | 0.52119 | 0.34252 | 0.41561 | 0.34476 | 0.29889
2012-04-07 04:00 | 0.18033 | 0.11014 | 0.17622 | 0.22179 | 0.52119 | 0.52119 | 0.52119 | 0.52119 | 0.34085 | 0.41105 | 0.34497 | 0.2994
2012-04-07 05:00 | 0.18365 | 0.11353 | 0.18819 | 0.22239 | 0.52119 | 0.52119 | 0.52119 | 0.52119 | 0.33753 | 0.40766 | 0.333 | 0.2988
2012-04-07 06:00 | 0.19868 | 0.12903 | 0.19369 | 0.2232 | 0.52119 | 0.52119 | 0.52119 | 0.52119 | 0.32251 | 0.39215 | 0.3275 | 0.29799
2012-04-07 07:00 | 0.2123 | 0.16514 | 0.1911 | 0.2245 | 0.52119 | 0.52119 | 0.52119 | 0.52119 | 0.30889 | 0.35605 | 0.33009 | 0.29669
2012-04-07 08:00 | 0.22959 | 0.21321 | 0.19963 | 0.22812 | 0.52119 | 0.52119 | 0.52119 | 0.52119 | 0.2916 | 0.30798 | 0.32156 | 0.29307
2012-04-07 09:00 | 0.23917 | 0.23583 | 0.1927 | 0.22953 | 0.52119 | 0.52119 | 0.52119 | 0.52119 | 0.28202 | 0.28536 | 0.32849 | 0.29166
2012-04-07 10:00 | 0.24473 | 0.23641 | 0.19164 | 0.22886 | 0.52119 | 0.52119 | 0.52119 | 0.52119 | 0.27646 | 0.28478 | 0.32955 | 0.29232
2012-04-07 11:00 | 0.24638 | 0.23862 | 0.18754 | 0.23018 | 0.52119 | 0.52119 | 0.52119 | 0.52119 | 0.27481 | 0.28256 | 0.33365 | 0.29101
2012-04-07 12:00 | 0.24654 | 0.23543 | 0.18361 | 0.22867 | 0.52119 | 0.52119 | 0.52119 | 0.52119 | 0.27464 | 0.28576 | 0.33758 | 0.29252
2012-04-07 13:00 | 0.24275 | 0.22587 | 0.18874 | 0.22592 | 0.52119 | 0.52119 | 0.52119 | 0.52119 | 0.27844 | 0.29532 | 0.33244 | 0.29527
2012-04-07 14:00 | 0.23509 | 0.21928 | 0.18115 | 0.22171 | 0.52119 | 0.52119 | 0.52119 | 0.52119 | 0.2861 | 0.3019 | 0.34004 | 0.29948
2012-04-07 15:00 | 0.22782 | 0.19204 | 0.18897 | 0.22107 | 0.52119 | 0.52119 | 0.52119 | 0.52119 | 0.29337 | 0.32915 | 0.33221 | 0.30012
2012-04-07 16:00 | 0.22258 | 0.17522 | 0.18977 | 0.22159 | 0.52119 | 0.52119 | 0.52119 | 0.52119 | 0.29861 | 0.34597 | 0.33141 | 0.2996
2012-04-07 17:00 | 0.21369 | 0.16115 | 0.1877 | 0.22019 | 0.52119 | 0.52119 | 0.52119 | 0.52119 | 0.3075 | 0.36003 | 0.33349 | 0.30099
2012-04-07 18:00 | 0.20877 | 0.15333 | 0.18856 | 0.21539 | 0.52119 | 0.52119 | 0.52119 | 0.52119 | 0.31242 | 0.36786 | 0.33263 | 0.3058
2012-04-07 19:00 | 0.19896 | 0.1424 | 0.18609 | 0.21541 | 0.52119 | 0.52119 | 0.52119 | 0.52119 | 0.32222 | 0.37879 | 0.3351 | 0.30577
2012-04-07 20:00 | 0.19731 | 0.13546 | 0.18268 | 0.21813 | 0.52119 | 0.52119 | 0.52119 | 0.52119 | 0.32388 | 0.38573 | 0.33851 | 0.30306
2012-04-07 21:00 | 0.19226 | 0.13104 | 0.18592 | 0.21852 | 0.52119 | 0.52119 | 0.52119 | 0.52119 | 0.32893 | 0.39014 | 0.33527 | 0.30266
2012-04-07 22:00 | 0.18953 | 0.12581 | 0.18262 | 0.21893 | 0.52119 | 0.52119 | 0.52119 | 0.52119 | 0.33166 | 0.39538 | 0.33857 | 0.30226
2012-04-07 23:00 | 0.18866 | 0.11246 | 0.18215 | 0.221 | 0.52119 | 0.52119 | 0.52119 | 0.52119 | 0.33253 | 0.40873 | 0.33903 | 0.30019
2012-04-08 | 0.17479 | 0.10916 | 0.1746 | 0.21925 | 0.52119 | 0.52119 | 0.52119 | 0.52119 | 0.3464 | 0.41203 | 0.34658 | 0.30194
2012-04-08 01:00 | 0.17523 | 0.10409 | 0.17445 | 0.22035 | 0.52119 | 0.52119 | 0.52119 | 0.52119 | 0.34596 | 0.4171 | 0.34674 | 0.30084
2012-04-08 02:00 | 0.17571 | 0.10319 | 0.17423 | 0.22021 | 0.52119 | 0.52119 | 0.52119 | 0.52119 | 0.34548 | 0.418 | 0.34696 | 0.30098
2012-04-08 03:00 | 0.17633 | 0.1055 | 0.17573 | 0.22075 | 0.52119 | 0.52119 | 0.52119 | 0.52119 | 0.34486 | 0.41569 | 0.34546 | 0.30044
2012-04-08 04:00 | 0.17737 | 0.1102 | 0.17942 | 0.22061 | 0.52119 | 0.52119 | 0.52119 | 0.52119 | 0.34382 | 0.41099 | 0.34177 | 0.30058
2012-04-08 05:00 | 0.18082 | 0.11348 | 0.18505 | 0.22305 | 0.52119 | 0.52119 | 0.52119 | 0.52119 | 0.34037 | 0.40771 | 0.33614 | 0.29814
2012-04-08 06:00 | 0.1961 | 0.12922 | 0.18873 | 0.2244 | 0.52119 | 0.52119 | 0.52119 | 0.52119 | 0.32509 | 0.39197 | 0.33246 | 0.29679
2012-04-08 07:00 | 0.20965 | 0.16497 | 0.19102 | 0.22518 | 0.52119 | 0.52119 | 0.52119 | 0.52119 | 0.31154 | 0.35622 | 0.33017 | 0.29601
2012-04-08 08:00 | 0.23065 | 0.21279 | 0.19459 | 0.22767 | 0.52119 | 0.52119 | 0.52119 | 0.52119 | 0.29054 | 0.30839 | 0.32659 | 0.29351
2012-04-08 09:00 | 0.23967 | 0.23212 | 0.1926 | 0.23019 | 0.52119 | 0.52119 | 0.52119 | 0.52119 | 0.28152 | 0.28907 | 0.32858 | 0.29099
2012-04-08 10:00 | 0.24239 | 0.23147 | 0.19003 | 0.22896 | 0.52119 | 0.52119 | 0.52119 | 0.52119 | 0.2788 | 0.28972 | 0.33116 | 0.29223
2012-04-08 11:00 | 0.24268 | 0.23734 | 0.18945 | 0.23058 | 0.52119 | 0.52119 | 0.52119 | 0.52119 | 0.27851 | 0.28384 | 0.33173 | 0.29061
2012-04-08 12:00 | 0.24167 | 0.23328 | 0.18573 | 0.2294 | 0.52119 | 0.52119 | 0.52119 | 0.52119 | 0.27952 | 0.28791 | 0.33546 | 0.29179
2012-04-08 13:00 | 0.24185 | 0.22356 | 0.19122 | 0.22686 | 0.52119 | 0.52119 | 0.52119 | 0.52119 | 0.27934 | 0.29763 | 0.32997 | 0.29433
2012-04-08 14:00 | 0.23527 | 0.21641 | 0.1834 | 0.22279 | 0.52119 | 0.52119 | 0.52119 | 0.52119 | 0.28592 | 0.30478 | 0.33779 | 0.2984
2012-04-08 15:00 | 0.22784 | 0.18961 | 0.18966 | 0.22211 | 0.52119 | 0.52119 | 0.52119 | 0.52119 | 0.29334 | 0.33158 | 0.33153 | 0.29908
2012-04-08 16:00 | 0.22272 | 0.17349 | 0.19007 | 0.22261 | 0.52119 | 0.52119 | 0.52119 | 0.52119 | 0.29847 | 0.3477 | 0.33112 | 0.29858
2012-04-08 17:00 | 0.21424 | 0.16101 | 0.18673 | 0.22044 | 0.52119 | 0.52119 | 0.52119 | 0.52119 | 0.30695 | 0.36018 | 0.33446 | 0.30075
2012-04-08 18:00 | 0.20891 | 0.15316 | 0.18748 | 0.21573 | 0.52119 | 0.52119 | 0.52119 | 0.52119 | 0.31228 | 0.36803 | 0.3337 | 0.30546
2012-04-08 19:00 | 0.19924 | 0.14212 | 0.18698 | 0.21575 | 0.52119 | 0.52119 | 0.52119 | 0.52119 | 0.32195 | 0.37907 | 0.33421 | 0.30544
2012-04-08 20:00 | 0.19736 | 0.13508 | 0.1831 | 0.21845 | 0.52119 | 0.52119 | 0.52119 | 0.52119 | 0.32383 | 0.38611 | 0.33809 | 0.30274
2012-04-08 21:00 | 0.1923 | 0.13064 | 0.18628 | 0.21905 | 0.52119 | 0.52119 | 0.52119 | 0.52119 | 0.32888 | 0.39055 | 0.33491 | 0.30214
2012-04-08 22:00 | 0.18972 | 0.12554 | 0.18314 | 0.21953 | 0.52119 | 0.52119 | 0.52119 | 0.52119 | 0.33147 | 0.39565 | 0.33804 | 0.30165
2012-04-08 23:00 | 0.18894 | 0.1119 | 0.18244 | 0.22147 | 0.52119 | 0.52119 | 0.52119 | 0.52119 | 0.33224 | 0.40928 | 0.33875 | 0.29972
2012-04-09 | 0.17708 | 0.10368 | 0.1809 | 0.21734 | 0.52119 | 0.52119 | 0.52119 | 0.52119 | 0.34411 | 0.4175 | 0.34029 | 0.30385
2012-04-09 01:00 | 0.17796 | 0.10189 | 0.18099 | 0.21783 | 0.52119 | 0.52119 | 0.52119 | 0.52119 | 0.34323 | 0.4193 | 0.3402 | 0.30336
2012-04-09 02:00 | 0.17221 | 0.10376 | 0.18383 | 0.21954 | 0.52119 | 0.52119 | 0.52119 | 0.52119 | 0.34898 | 0.41743 | 0.33735 | 0.30165
2012-04-09 03:00 | 0.1835 | 0.11184 | 0.1882 | 0.22069 | 0.52119 | 0.52119 | 0.52119 | 0.52119 | 0.33769 | 0.40934 | 0.33299 | 0.3005
2012-04-09 04:00 | 0.20108 | 0.12638 | 0.18964 | 0.22263 | 0.52119 | 0.52119 | 0.52119 | 0.52119 | 0.32011 | 0.39481 | 0.33155 | 0.29856
2012-04-09 05:00 | 0.22624 | 0.14668 | 0.19321 | 0.22801 | 0.52119 | 0.52119 | 0.52119 | 0.52119 | 0.29495 | 0.37451 | 0.32798 | 0.29318
2012-04-09 06:00 | 0.26585 | 0.23062 | 0.20095 | 0.2326 | 0.52119 | 0.52119 | 0.52119 | 0.52119 | 0.25534 | 0.29057 | 0.32024 | 0.28859
2012-04-09 07:00 | 0.29134 | 0.30315 | 0.19944 | 0.23628 | 0.52119 | 0.52119 | 0.52119 | 0.52119 | 0.22985 | 0.21804 | 0.32175 | 0.28491
2012-04-09 08:00 | 0.30093 | 0.3262 | 0.1936 | 0.2373 | 0.52119 | 0.52119 | 0.52119 | 0.52119 | 0.22026 | 0.19499 | 0.32759 | 0.28388
2012-04-09 09:00 | 0.29521 | 0.31955 | 0.19186 | 0.23663 | 0.52119 | 0.52119 | 0.52119 | 0.52119 | 0.22598 | 0.20164 | 0.32933 | 0.28455
2012-04-09 10:00 | 0.29449 | 0.31448 | 0.18896 | 0.2363 | 0.52119 | 0.52119 | 0.52119 | 0.52119 | 0.2267 | 0.20671 | 0.33223 | 0.28489
2012-04-09 11:00 | 0.29265 | 0.31681 | 0.18931 | 0.23391 | 0.52119 | 0.52119 | 0.52119 | 0.52119 | 0.22853 | 0.20438 | 0.33188 | 0.28728
2012-04-09 12:00 | 0.29218 | 0.31325 | 0.18956 | 0.23144 | 0.52119 | 0.52119 | 0.52119 | 0.52119 | 0.229 | 0.20794 | 0.33163 | 0.28975
2012-04-09 13:00 | 0.29176 | 0.31291 | 0.1912 | 0.23027 | 0.52119 | 0.52119 | 0.52119 | 0.52119 | 0.22943 | 0.20827 | 0.32999 | 0.29092
2012-04-09 14:00 | 0.2928 | 0.30989 | 0.18975 | 0.22881 | 0.52119 | 0.52119 | 0.52119 | 0.52119 | 0.22839 | 0.2113 | 0.33144 | 0.29237
2012-04-09 15:00 | 0.29051 | 0.30466 | 0.19145 | 0.22682 | 0.52119 | 0.52119 | 0.52119 | 0.52119 | 0.23067 | 0.21652 | 0.32973 | 0.29437
2012-04-09 16:00 | 0.28866 | 0.30367 | 0.1939 | 0.22551 | 0.52119 | 0.52119 | 0.52119 | 0.52119 | 0.23253 | 0.21752 | 0.32729 | 0.29567
2012-04-09 17:00 | 0.28292 | 0.28759 | 0.1968 | 0.22548 | 0.52119 | 0.52119 | 0.52119 | 0.52119 | 0.23827 | 0.2336 | 0.32439 | 0.29571
2012-04-09 18:00 | 0.25022 | 0.25612 | 0.19853 | 0.22127 | 0.52119 | 0.52119 | 0.52119 | 0.52119 | 0.27097 | 0.26507 | 0.32266 | 0.29992
2012-04-09 19:00 | 0.22785 | 0.20926 | 0.19913 | 0.21994 | 0.52119 | 0.52119 | 0.52119 | 0.52119 | 0.29334 | 0.31193 | 0.32206 | 0.30125
2012-04-09 20:00 | 0.21283 | 0.18677 | 0.1975 | 0.2211 | 0.52119 | 0.52119 | 0.52119 | 0.52119 | 0.30836 | 0.33442 | 0.32369 | 0.30009
2012-04-09 21:00 | 0.20011 | 0.17684 | 0.19458 | 0.22068 | 0.52119 | 0.52119 | 0.52119 | 0.52119 | 0.32108 | 0.34435 | 0.32661 | 0.30051
2012-04-09 22:00 | 0.189 | 0.14056 | 0.19148 | 0.21804 | 0.52119 | 0.52119 | 0.52119 | 0.52119 | 0.33219 | 0.38063 | 0.32971 | 0.30314
2012-04-09 23:00 | 0.17845 | 0.11015 | 0.18574 | 0.21675 | 0.52119 | 0.52119 | 0.52119 | 0.52119 | 0.34274 | 0.41104 | 0.33545 | 0.30443
2012-04-10 | 0.1776 | 0.10379 | 0.18056 | 0.21868 | 0.52119 | 0.52119 | 0.52119 | 0.52119 | 0.34359 | 0.4174 | 0.34063 | 0.30251
2012-04-10 01:00 | 0.17851 | 0.10205 | 0.17888 | 0.21947 | 0.52119 | 0.52119 | 0.52119 | 0.52119 | 0.34268 | 0.41914 | 0.34231 | 0.30172
2012-04-10 02:00 | 0.17452 | 0.10389 | 0.18133 | 0.22077 | 0.52119 | 0.52119 | 0.52119 | 0.52119 | 0.34667 | 0.4173 | 0.33986 | 0.30041
2012-04-10 03:00 | 0.18553 | 0.112 | 0.18615 | 0.22224 | 0.52119 | 0.52119 | 0.52119 | 0.52119 | 0.33566 | 0.40919 | 0.33504 | 0.29895
2012-04-10 04:00 | 0.20384 | 0.12661 | 0.18854 | 0.22768 | 0.52119 | 0.52119 | 0.52119 | 0.52119 | 0.31735 | 0.39458 | 0.33265 | 0.29351
2012-04-10 05:00 | 0.22898 | 0.14709 | 0.19056 | 0.23439 | 0.52119 | 0.52119 | 0.52119 | 0.52119 | 0.2922 | 0.3741 | 0.33063 | 0.2868
2012-04-10 06:00 | 0.26769 | 0.2317 | 0.19586 | 0.23558 | 0.52119 | 0.52119 | 0.52119 | 0.52119 | 0.2535 | 0.28949 | 0.32533 | 0.28561
2012-04-10 07:00 | 0.29089 | 0.30196 | 0.19626 | 0.23823 | 0.52119 | 0.52119 | 0.52119 | 0.52119 | 0.2303 | 0.21923 | 0.32493 | 0.28295
2012-04-10 08:00 | 0.30041 | 0.32549 | 0.19175 | 0.23874 | 0.52119 | 0.52119 | 0.52119 | 0.52119 | 0.22078 | 0.1957 | 0.32944 | 0.28245
2012-04-10 09:00 | 0.29833 | 0.32258 | 0.18997 | 0.23757 | 0.52119 | 0.52119 | 0.52119 | 0.52119 | 0.22286 | 0.1986 | 0.33122 | 0.28362
2012-04-10 10:00 | 0.2971 | 0.31714 | 0.18757 | 0.23594 | 0.52119 | 0.52119 | 0.52119 | 0.52119 | 0.22409 | 0.20404 | 0.33361 | 0.28525
2012-04-10 11:00 | 0.29489 | 0.31451 | 0.18848 | 0.23278 | 0.52119 | 0.52119 | 0.52119 | 0.52119 | 0.2263 | 0.20668 | 0.33271 | 0.28841
2012-04-10 12:00 | 0.29323 | 0.31105 | 0.18793 | 0.23207 | 0.52119 | 0.52119 | 0.52119 | 0.52119 | 0.22796 | 0.21014 | 0.33326 | 0.28912
2012-04-10 13:00 | 0.29222 | 0.31092 | 0.18832 | 0.23056 | 0.52119 | 0.52119 | 0.52119 | 0.52119 | 0.22897 | 0.21027 | 0.33286 | 0.29063
2012-04-10 14:00 | 0.29286 | 0.30947 | 0.18876 | 0.22933 | 0.52119 | 0.52119 | 0.52119 | 0.52119 | 0.22833 | 0.21172 | 0.33243 | 0.29186
2012-04-10 15:00 | 0.29031 | 0.30425 | 0.19029 | 0.22685 | 0.52119 | 0.52119 | 0.52119 | 0.52119 | 0.23088 | 0.21694 | 0.3309 | 0.29434
2012-04-10 16:00 | 0.28836 | 0.30339 | 0.19315 | 0.2257 | 0.52119 | 0.52119 | 0.52119 | 0.52119 | 0.23283 | 0.2178 | 0.32804 | 0.29549
2012-04-10 17:00 | 0.28264 | 0.28747 | 0.19742 | 0.22544 | 0.52119 | 0.52119 | 0.52119 | 0.52119 | 0.23854 | 0.23372 | 0.32377 | 0.29575
2012-04-10 18:00 | 0.25073 | 0.25541 | 0.19609 | 0.2216 | 0.52119 | 0.52119 | 0.52119 | 0.52119 | 0.27046 | 0.26578 | 0.3251 | 0.29959
2012-04-10 19:00 | 0.22785 | 0.20858 | 0.19503 | 0.22027 | 0.52119 | 0.52119 | 0.52119 | 0.52119 | 0.29333 | 0.31261 | 0.32616 | 0.30092
2012-04-10 20:00 | 0.21287 | 0.18639 | 0.1921 | 0.22298 | 0.52119 | 0.52119 | 0.52119 | 0.52119 | 0.30832 | 0.3348 | 0.32909 | 0.2982
2012-04-10 21:00 | 0.20009 | 0.17686 | 0.19075 | 0.22213 | 0.52119 | 0.52119 | 0.52119 | 0.52119 | 0.32109 | 0.34433 | 0.33044 | 0.29906
2012-04-10 22:00 | 0.18905 | 0.14055 | 0.18974 | 0.21881 | 0.52119 | 0.52119 | 0.52119 | 0.52119 | 0.33214 | 0.38064 | 0.33145 | 0.30237
2012-04-10 23:00 | 0.17845 | 0.11004 | 0.183 | 0.21753 | 0.52119 | 0.52119 | 0.52119 | 0.52119 | 0.34274 | 0.41115 | 0.33819 | 0.30366
2012-04-11 | 0.17754 | 0.10372 | 0.17539 | 0.20896 | 0.52119 | 0.52119 | 0.52119 | 0.52119 | 0.34365 | 0.41747 | 0.3458 | 0.31223
2012-04-11 01:00 | 0.17853 | 0.10198 | 0.17326 | 0.20986 | 0.52119 | 0.52119 | 0.52119 | 0.52119 | 0.34265 | 0.4192 | 0.34792 | 0.31132
2012-04-11 02:00 | 0.17471 | 0.10385 | 0.17717 | 0.21085 | 0.52119 | 0.52119 | 0.52119 | 0.52119 | 0.34648 | 0.41733 | 0.34402 | 0.31034
2012-04-11 03:00 | 0.18566 | 0.11197 | 0.18254 | 0.21186 | 0.52119 | 0.52119 | 0.52119 | 0.52119 | 0.33552 | 0.40922 | 0.33865 | 0.30933
2012-04-11 04:00 | 0.20366 | 0.12641 | 0.18487 | 0.22682 | 0.52119 | 0.52119 | 0.52119 | 0.52119 | 0.31753 | 0.39478 | 0.33631 | 0.29437
2012-04-11 05:00 | 0.22864 | 0.147 | 0.18899 | 0.23139 | 0.52119 | 0.52119 | 0.52119 | 0.52119 | 0.29254 | 0.37419 | 0.3322 | 0.2898
2012-04-11 06:00 | 0.26796 | 0.23232 | 0.19527 | 0.22626 | 0.52119 | 0.52119 | 0.52119 | 0.52119 | 0.25323 | 0.28887 | 0.32592 | 0.29493
2012-04-11 07:00 | 0.29109 | 0.30325 | 0.1952 | 0.22846 | 0.52119 | 0.52119 | 0.52119 | 0.52119 | 0.2301 | 0.21793 | 0.32599 | 0.29273
2012-04-11 08:00 | 0.30131 | 0.32475 | 0.1931 | 0.22862 | 0.52119 | 0.52119 | 0.52119 | 0.52119 | 0.21988 | 0.19644 | 0.32809 | 0.29256
2012-04-11 09:00 | 0.29731 | 0.31976 | 0.19199 | 0.22708 | 0.52119 | 0.52119 | 0.52119 | 0.52119 | 0.22388 | 0.20143 | 0.3292 | 0.29411
2012-04-11 10:00 | 0.29547 | 0.31388 | 0.18928 | 0.22542 | 0.52119 | 0.52119 | 0.52119 | 0.52119 | 0.22572 | 0.20731 | 0.33191 | 0.29576
2012-04-11 11:00 | 0.2925 | 0.31494 | 0.18856 | 0.22345 | 0.52119 | 0.52119 | 0.52119 | 0.52119 | 0.22868 | 0.20625 | 0.33263 | 0.29774
2012-04-11 12:00 | 0.29147 | 0.31133 | 0.18774 | 0.22201 | 0.52119 | 0.52119 | 0.52119 | 0.52119 | 0.22972 | 0.20986 | 0.33345 | 0.29918
2012-04-11 13:00 | 0.29098 | 0.31185 | 0.18915 | 0.22052 | 0.52119 | 0.52119 | 0.52119 | 0.52119 | 0.23021 | 0.20934 | 0.33204 | 0.30067
2012-04-11 14:00 | 0.29221 | 0.31107 | 0.19243 | 0.2192 | 0.52119 | 0.52119 | 0.52119 | 0.52119 | 0.22898 | 0.21012 | 0.32876 | 0.30199
2012-04-11 15:00 | 0.28973 | 0.30559 | 0.19253 | 0.21774 | 0.52119 | 0.52119 | 0.52119 | 0.52119 | 0.23146 | 0.2156 | 0.32866 | 0.30344
2012-04-11 16:00 | 0.28804 | 0.30454 | 0.19593 | 0.21669 | 0.52119 | 0.52119 | 0.52119 | 0.52119 | 0.23315 | 0.21665 | 0.32526 | 0.3045
2012-04-11 17:00 | 0.28325 | 0.28826 | 0.20056 | 0.21553 | 0.52119 | 0.52119 | 0.52119 | 0.52119 | 0.23794 | 0.23293 | 0.32063 | 0.30566
2012-04-11 18:00 | 0.25024 | 0.25507 | 0.20213 | 0.21149 | 0.52119 | 0.52119 | 0.52119 | 0.52119 | 0.27095 | 0.26612 | 0.31906 | 0.3097
2012-04-11 19:00 | 0.22787 | 0.2083 | 0.20241 | 0.20983 | 0.52119 | 0.52119 | 0.52119 | 0.52119 | 0.29332 | 0.31289 | 0.31878 | 0.31136
2012-04-11 20:00 | 0.21246 | 0.18715 | 0.20081 | 0.21016 | 0.52119 | 0.52119 | 0.52119 | 0.52119 | 0.30873 | 0.33404 | 0.32037 | 0.31103
2012-04-11 21:00 | 0.19976 | 0.17729 | 0.19725 | 0.20953 | 0.52119 | 0.52119 | 0.52119 | 0.52119 | 0.32143 | 0.3439 | 0.32394 | 0.31165
2012-04-11 22:00 | 0.18846 | 0.14107 | 0.19487 | 0.20659 | 0.52119 | 0.52119 | 0.52119 | 0.52119 | 0.33273 | 0.38012 | 0.32631 | 0.3146
2012-04-11 23:00 | 0.17841 | 0.11037 | 0.18858 | 0.20527 | 0.52119 | 0.52119 | 0.52119 | 0.52119 | 0.34278 | 0.41082 | 0.33261 | 0.31592
2012-04-12 | 0.17767 | 0.10387 | 0.18132 | 0.20839 | 0.52119 | 0.52119 | 0.52119 | 0.52119 | 0.34352 | 0.41732 | 0.33987 | 0.3128
2012-04-12 01:00 | 0.17866 | 0.10207 | 0.18044 | 0.20888 | 0.52119 | 0.52119 | 0.52119 | 0.52119 | 0.34253 | 0.41911 | 0.34075 | 0.3123
2012-04-12 02:00 | 0.17317 | 0.10389 | 0.18298 | 0.21022 | 0.52119 | 0.52119 | 0.52119 | 0.52119 | 0.34802 | 0.41729 | 0.33821 | 0.31097
2012-04-12 03:00 | 0.1842 | 0.11201 | 0.18771 | 0.21129 | 0.52119 | 0.52119 | 0.52119 | 0.52119 | 0.33699 | 0.40917 | 0.33348 | 0.3099
2012-04-12 04:00 | 0.20223 | 0.12655 | 0.18876 | 0.21369 | 0.52119 | 0.52119 | 0.52119 | 0.52119 | 0.31895 | 0.39464 | 0.33243 | 0.30749
2012-04-12 05:00 | 0.22751 | 0.14713 | 0.19252 | 0.21875 | 0.52119 | 0.52119 | 0.52119 | 0.52119 | 0.29368 | 0.37406 | 0.32867 | 0.30244
2012-04-12 06:00 | 0.26647 | 0.23153 | 0.2018 | 0.22331 | 0.52119 | 0.52119 | 0.52119 | 0.52119 | 0.25471 | 0.28966 | 0.31939 | 0.29788
2012-04-12 07:00 | 0.29125 | 0.30289 | 0.20046 | 0.22628 | 0.52119 | 0.52119 | 0.52119 | 0.52119 | 0.22994 | 0.2183 | 0.32073 | 0.29491
2012-04-12 08:00 | 0.30245 | 0.32652 | 0.1975 | 0.22664 | 0.52119 | 0.52119 | 0.52119 | 0.52119 | 0.21873 | 0.19467 | 0.32369 | 0.29455
2012-04-12 09:00 | 0.29632 | 0.32047 | 0.19558 | 0.22637 | 0.52119 | 0.52119 | 0.52119 | 0.52119 | 0.22487 | 0.20072 | 0.32561 | 0.29482
2012-04-12 10:00 | 0.29397 | 0.31521 | 0.19433 | 0.22653 | 0.52119 | 0.52119 | 0.52119 | 0.52119 | 0.22722 | 0.20598 | 0.32685 | 0.29466
2012-04-12 11:00 | 0.29193 | 0.31751 | 0.19543 | 0.22518 | 0.52119 | 0.52119 | 0.52119 | 0.52119 | 0.22926 | 0.20368 | 0.32576 | 0.29601
2012-04-12 12:00 | 0.29149 | 0.31424 | 0.19469 | 0.22165 | 0.52119 | 0.52119 | 0.52119 | 0.52119 | 0.2297 | 0.20695 | 0.3265 | 0.29953
2012-04-12 13:00 | 0.29134 | 0.31512 | 0.20071 | 0.22015 | 0.52119 | 0.52119 | 0.52119 | 0.52119 | 0.22985 | 0.20607 | 0.32048 | 0.30104
2012-04-12 14:00 | 0.29227 | 0.3115 | 0.19916 | 0.21815 | 0.52119 | 0.52119 | 0.52119 | 0.52119 | 0.22892 | 0.20969 | 0.32203 | 0.30304
2012-04-12 15:00 | 0.28989 | 0.3063 | 0.20029 | 0.21665 | 0.52119 | 0.52119 | 0.52119 | 0.52119 | 0.2313 | 0.21489 | 0.3209 | 0.30454
2012-04-12 16:00 | 0.28763 | 0.30498 | 0.20125 | 0.21523 | 0.52119 | 0.52119 | 0.52119 | 0.52119 | 0.23356 | 0.21621 | 0.31994 | 0.30596
2012-04-12 17:00 | 0.28295 | 0.28844 | 0.20581 | 0.21422 | 0.52119 | 0.52119 | 0.52119 | 0.52119 | 0.23824 | 0.23275 | 0.31538 | 0.30697
2012-04-12 18:00 | 0.2494 | 0.25666 | 0.20393 | 0.21103 | 0.52119 | 0.52119 | 0.52119 | 0.52119 | 0.27178 | 0.26452 | 0.31726 | 0.31016
2012-04-12 19:00 | 0.22751 | 0.21019 | 0.20326 | 0.20891 | 0.52119 | 0.52119 | 0.52119 | 0.52119 | 0.29368 | 0.311 | 0.31793 | 0.31227
2012-04-12 20:00 | 0.21217 | 0.18676 | 0.2015 | 0.20893 | 0.52119 | 0.52119 | 0.52119 | 0.52119 | 0.30902 | 0.33443 | 0.31969 | 0.31226
2012-04-12 21:00 | 0.19969 | 0.17663 | 0.19705 | 0.20844 | 0.52119 | 0.52119 | 0.52119 | 0.52119 | 0.3215 | 0.34456 | 0.32414 | 0.31275
2012-04-12 22:00 | 0.18818 | 0.14027 | 0.19446 | 0.20539 | 0.52119 | 0.52119 | 0.52119 | 0.52119 | 0.33301 | 0.38092 | 0.32673 | 0.3158
2012-04-12 23:00 | 0.17831 | 0.11005 | 0.18799 | 0.20403 | 0.52119 | 0.52119 | 0.52119 | 0.52119 | 0.34288 | 0.41114 | 0.33319 | 0.31716
2012-04-13 | 0.1771 | 0.10359 | 0.18045 | 0.20748 | 0.52119 | 0.52119 | 0.52119 | 0.52119 | 0.34409 | 0.41759 | 0.34074 | 0.3137
2012-04-13 01:00 | 0.17793 | 0.10187 | 0.17988 | 0.20787 | 0.52119 | 0.52119 | 0.52119 | 0.52119 | 0.34326 | 0.41932 | 0.34131 | 0.31332
2012-04-13 02:00 | 0.17231 | 0.10379 | 0.18165 | 0.20913 | 0.52119 | 0.52119 | 0.52119 | 0.52119 | 0.34888 | 0.4174 | 0.33954 | 0.31205
2012-04-13 03:00 | 0.18368 | 0.11191 | 0.18579 | 0.21038 | 0.52119 | 0.52119 | 0.52119 | 0.52119 | 0.3375 | 0.40928 | 0.3354 | 0.31081
2012-04-13 04:00 | 0.20122 | 0.12654 | 0.18793 | 0.21312 | 0.52119 | 0.52119 | 0.52119 | 0.52119 | 0.31997 | 0.39464 | 0.33326 | 0.30807
2012-04-13 05:00 | 0.22651 | 0.14703 | 0.19188 | 0.21805 | 0.52119 | 0.52119 | 0.52119 | 0.52119 | 0.29468 | 0.37416 | 0.32931 | 0.30313
2012-04-13 06:00 | 0.26594 | 0.23157 | 0.20279 | 0.2226 | 0.52119 | 0.52119 | 0.52119 | 0.52119 | 0.25525 | 0.28961 | 0.3184 | 0.29859
2012-04-13 07:00 | 0.29057 | 0.30402 | 0.20185 | 0.22494 | 0.52119 | 0.52119 | 0.52119 | 0.52119 | 0.23062 | 0.21717 | 0.31934 | 0.29625
2012-04-13 08:00 | 0.30181 | 0.32674 | 0.19939 | 0.22591 | 0.52119 | 0.52119 | 0.52119 | 0.52119 | 0.21937 | 0.19445 | 0.3218 | 0.29528
2012-04-13 09:00 | 0.29684 | 0.32304 | 0.1982 | 0.22561 | 0.52119 | 0.52119 | 0.52119 | 0.52119 | 0.22435 | 0.19815 | 0.32299 | 0.29557
2012-04-13 10:00 | 0.29673 | 0.31815 | 0.1972 | 0.22602 | 0.52119 | 0.52119 | 0.52119 | 0.52119 | 0.22446 | 0.20304 | 0.32399 | 0.29516
2012-04-13 11:00 | 0.29431 | 0.3185 | 0.19696 | 0.22554 | 0.52119 | 0.52119 | 0.52119 | 0.52119 | 0.22688 | 0.20269 | 0.32423 | 0.29565
2012-04-13 12:00 | 0.29243 | 0.31482 | 0.19512 | 0.22199 | 0.52119 | 0.52119 | 0.52119 | 0.52119 | 0.22876 | 0.20637 | 0.32607 | 0.2992
2012-04-13 13:00 | 0.29161 | 0.31561 | 0.20272 | 0.22045 | 0.52119 | 0.52119 | 0.52119 | 0.52119 | 0.22957 | 0.20558 | 0.31847 | 0.30074
2012-04-13 14:00 | 0.2924 | 0.3121 | 0.20041 | 0.21856 | 0.52119 | 0.52119 | 0.52119 | 0.52119 | 0.22879 | 0.20909 | 0.32078 | 0.30263
2012-04-13 15:00 | 0.29053 | 0.3068 | 0.1993 | 0.21719 | 0.52119 | 0.52119 | 0.52119 | 0.52119 | 0.23066 | 0.21439 | 0.32189 | 0.304
2012-04-13 16:00 | 0.28817 | 0.30535 | 0.19978 | 0.21577 | 0.52119 | 0.52119 | 0.52119 | 0.52119 | 0.23302 | 0.21584 | 0.32141 | 0.30542
2012-04-13 17:00 | 0.28236 | 0.28842 | 0.20384 | 0.21524 | 0.52119 | 0.52119 | 0.52119 | 0.52119 | 0.23883 | 0.23277 | 0.31735 | 0.30595
2012-04-13 18:00 | 0.24941 | 0.25642 | 0.20332 | 0.21138 | 0.52119 | 0.52119 | 0.52119 | 0.52119 | 0.27177 | 0.26476 | 0.31786 | 0.30981
2012-04-13 19:00 | 0.2277 | 0.20927 | 0.2031 | 0.20948 | 0.52119 | 0.52119 | 0.52119 | 0.52119 | 0.29349 | 0.31192 | 0.31809 | 0.31171
2012-04-13 20:00 | 0.21272 | 0.18714 | 0.20133 | 0.20958 | 0.52119 | 0.52119 | 0.52119 | 0.52119 | 0.30847 | 0.33405 | 0.31986 | 0.31161
2012-04-13 21:00 | 0.20001 | 0.17715 | 0.19693 | 0.20902 | 0.52119 | 0.52119 | 0.52119 | 0.52119 | 0.32118 | 0.34404 | 0.32426 | 0.31217
2012-04-13 22:00 | 0.1887 | 0.14086 | 0.19454 | 0.20601 | 0.52119 | 0.52119 | 0.52119 | 0.52119 | 0.33249 | 0.38033 | 0.32664 | 0.31518
2012-04-13 23:00 | 0.1784 | 0.11023 | 0.18847 | 0.20489 | 0.52119 | 0.52119 | 0.52119 | 0.52119 | 0.34279 | 0.41096 | 0.33272 | 0.3163
2012-04-14 | 0.17578 | 0.10908 | 0.17541 | 0.20998 | 0.52119 | 0.52119 | 0.52119 | 0.52119 | 0.34541 | 0.41211 | 0.34578 | 0.31121
2012-04-14 01:00 | 0.17445 | 0.10401 | 0.17533 | 0.21041 | 0.52119 | 0.52119 | 0.52119 | 0.52119 | 0.34674 | 0.41718 | 0.34586 | 0.31078
2012-04-14 02:00 | 0.17677 | 0.10319 | 0.17515 | 0.21096 | 0.52119 | 0.52119 | 0.52119 | 0.52119 | 0.34442 | 0.418 | 0.34604 | 0.31023
2012-04-14 03:00 | 0.1773 | 0.10557 | 0.17656 | 0.21149 | 0.52119 | 0.52119 | 0.52119 | 0.52119 | 0.34389 | 0.41562 | 0.34463 | 0.3097
2012-04-14 04:00 | 0.17806 | 0.1102 | 0.18045 | 0.21195 | 0.52119 | 0.52119 | 0.52119 | 0.52119 | 0.34312 | 0.41099 | 0.34073 | 0.30923
2012-04-14 05:00 | 0.18118 | 0.11359 | 0.18526 | 0.21374 | 0.52119 | 0.52119 | 0.52119 | 0.52119 | 0.34 | 0.4076 | 0.33593 | 0.30745
2012-04-14 06:00 | 0.1967 | 0.12931 | 0.18869 | 0.2155 | 0.52119 | 0.52119 | 0.52119 | 0.52119 | 0.32449 | 0.39188 | 0.3325 | 0.30569
2012-04-14 07:00 | 0.20925 | 0.16515 | 0.18981 | 0.21597 | 0.52119 | 0.52119 | 0.52119 | 0.52119 | 0.31194 | 0.35604 | 0.33138 | 0.30522
2012-04-14 08:00 | 0.22982 | 0.21359 | 0.19178 | 0.21949 | 0.52119 | 0.52119 | 0.52119 | 0.52119 | 0.29136 | 0.3076 | 0.32941 | 0.3017
2012-04-14 09:00 | 0.23734 | 0.229 | 0.19274 | 0.22119 | 0.52119 | 0.52119 | 0.52119 | 0.52119 | 0.28385 | 0.29218 | 0.32844 | 0.3
2012-04-14 10:00 | 0.23948 | 0.22695 | 0.18808 | 0.2201 | 0.52119 | 0.52119 | 0.52119 | 0.52119 | 0.2817 | 0.29424 | 0.33311 | 0.30109
2012-04-14 11:00 | 0.24055 | 0.23238 | 0.18877 | 0.22228 | 0.52119 | 0.52119 | 0.52119 | 0.52119 | 0.28064 | 0.28881 | 0.33242 | 0.2989
2012-04-14 12:00 | 0.23927 | 0.22919 | 0.18969 | 0.2207 | 0.52119 | 0.52119 | 0.52119 | 0.52119 | 0.28192 | 0.29199 | 0.3315 | 0.30049
2012-04-14 13:00 | 0.23705 | 0.21865 | 0.18499 | 0.21792 | 0.52119 | 0.52119 | 0.52119 | 0.52119 | 0.28414 | 0.30254 | 0.3362 | 0.30327
2012-04-14 14:00 | 0.23479 | 0.21198 | 0.18636 | 0.21393 | 0.52119 | 0.52119 | 0.52119 | 0.52119 | 0.2864 | 0.30921 | 0.33483 | 0.30725
2012-04-14 15:00 | 0.22781 | 0.18496 | 0.18682 | 0.21327 | 0.52119 | 0.52119 | 0.52119 | 0.52119 | 0.29338 | 0.33623 | 0.33437 | 0.30792
2012-04-14 16:00 | 0.22296 | 0.16965 | 0.19018 | 0.21378 | 0.52119 | 0.52119 | 0.52119 | 0.52119 | 0.29823 | 0.35153 | 0.331 | 0.30741
2012-04-14 17:00 | 0.21565 | 0.16035 | 0.18832 | 0.21154 | 0.52119 | 0.52119 | 0.52119 | 0.52119 | 0.30554 | 0.36084 | 0.33287 | 0.30965
2012-04-14 18:00 | 0.20941 | 0.15297 | 0.19001 | 0.20675 | 0.52119 | 0.52119 | 0.52119 | 0.52119 | 0.31178 | 0.36822 | 0.33118 | 0.31443
2012-04-14 19:00 | 0.19963 | 0.14193 | 0.18736 | 0.20678 | 0.52119 | 0.52119 | 0.52119 | 0.52119 | 0.32156 | 0.37926 | 0.33382 | 0.3144
2012-04-14 20:00 | 0.19798 | 0.13487 | 0.18397 | 0.20951 | 0.52119 | 0.52119 | 0.52119 | 0.52119 | 0.32321 | 0.38631 | 0.33722 | 0.31168
2012-04-14 21:00 | 0.19297 | 0.13052 | 0.18753 | 0.21041 | 0.52119 | 0.52119 | 0.52119 | 0.52119 | 0.32821 | 0.39067 | 0.33365 | 0.31077
2012-04-14 22:00 | 0.19035 | 0.12533 | 0.18496 | 0.21113 | 0.52119 | 0.52119 | 0.52119 | 0.52119 | 0.33084 | 0.39586 | 0.33623 | 0.31006
2012-04-14 23:00 | 0.1902 | 0.11173 | 0.18442 | 0.21233 | 0.52119 | 0.52119 | 0.52119 | 0.52119 | 0.33099 | 0.40946 | 0.33677 | 0.30886
2012-04-15 | 0.17622 | 0.10875 | 0.17785 | 0.20956 | 0.52119 | 0.52119 | 0.52119 | 0.52119 | 0.34496 | 0.41244 | 0.34334 | 0.31163
2012-04-15 01:00 | 0.17435 | 0.10384 | 0.17741 | 0.21045 | 0.52119 | 0.52119 | 0.52119 | 0.52119 | 0.34684 | 0.41734 | 0.34378 | 0.31074
2012-04-15 02:00 | 0.17609 | 0.10319 | 0.17692 | 0.20985 | 0.52119 | 0.52119 | 0.52119 | 0.52119 | 0.3451 | 0.418 | 0.34426 | 0.31134
2012-04-15 03:00 | 0.17661 | 0.10543 | 0.17832 | 0.21115 | 0.52119 | 0.52119 | 0.52119 | 0.52119 | 0.34457 | 0.41576 | 0.34287 | 0.31004
2012-04-15 04:00 | 0.17742 | 0.11013 | 0.18128 | 0.21066 | 0.52119 | 0.52119 | 0.52119 | 0.52119 | 0.34377 | 0.41106 | 0.3399 | 0.31053
2012-04-15 05:00 | 0.18064 | 0.11365 | 0.18536 | 0.21117 | 0.52119 | 0.52119 | 0.52119 | 0.52119 | 0.34055 | 0.40754 | 0.33583 | 0.31002
2012-04-15 06:00 | 0.19658 | 0.12928 | 0.18762 | 0.21498 | 0.52119 | 0.52119 | 0.52119 | 0.52119 | 0.32461 | 0.39191 | 0.33357 | 0.30621
2012-04-15 07:00 | 0.20832 | 0.16536 | 0.19127 | 0.2143 | 0.52119 | 0.52119 | 0.52119 | 0.52119 | 0.31286 | 0.35583 | 0.32991 | 0.30689
2012-04-15 08:00 | 0.22938 | 0.21311 | 0.19215 | 0.21699 | 0.52119 | 0.52119 | 0.52119 | 0.52119 | 0.2918 | 0.30808 | 0.32904 | 0.3042
2012-04-15 09:00 | 0.23357 | 0.22699 | 0.19286 | 0.2203 | 0.52119 | 0.52119 | 0.52119 | 0.52119 | 0.28762 | 0.2942 | 0.32833 | 0.30089
2012-04-15 10:00 | 0.23953 | 0.22509 | 0.18791 | 0.21904 | 0.52119 | 0.52119 | 0.52119 | 0.52119 | 0.28165 | 0.2961 | 0.33328 | 0.30214
2012-04-15 11:00 | 0.24071 | 0.23147 | 0.18873 | 0.22142 | 0.52119 | 0.52119 | 0.52119 | 0.52119 | 0.28048 | 0.28972 | 0.33246 | 0.29976
2012-04-15 12:00 | 0.23846 | 0.22841 | 0.18955 | 0.21961 | 0.52119 | 0.52119 | 0.52119 | 0.52119 | 0.28273 | 0.29278 | 0.33164 | 0.30158
2012-04-15 13:00 | 0.23338 | 0.21591 | 0.18553 | 0.21614 | 0.52119 | 0.52119 | 0.52119 | 0.52119 | 0.28781 | 0.30528 | 0.33565 | 0.30505
2012-04-15 14:00 | 0.23239 | 0.20965 | 0.18652 | 0.21261 | 0.52119 | 0.52119 | 0.52119 | 0.52119 | 0.2888 | 0.31154 | 0.33467 | 0.30858
2012-04-15 15:00 | 0.2274 | 0.18469 | 0.18633 | 0.21188 | 0.52119 | 0.52119 | 0.52119 | 0.52119 | 0.29379 | 0.3365 | 0.33486 | 0.30931
2012-04-15 16:00 | 0.22203 | 0.16935 | 0.18674 | 0.21198 | 0.52119 | 0.52119 | 0.52119 | 0.52119 | 0.29916 | 0.35184 | 0.33444 | 0.3092
2012-04-15 17:00 | 0.21489 | 0.15987 | 0.18826 | 0.20975 | 0.52119 | 0.52119 | 0.52119 | 0.52119 | 0.3063 | 0.36132 | 0.33293 | 0.31144
2012-04-15 18:00 | 0.20868 | 0.15291 | 0.18851 | 0.20507 | 0.52119 | 0.52119 | 0.52119 | 0.52119 | 0.31251 | 0.36828 | 0.33268 | 0.31612
2012-04-15 19:00 | 0.19733 | 0.14191 | 0.18726 | 0.20407 | 0.52119 | 0.52119 | 0.52119 | 0.52119 | 0.32385 | 0.37927 | 0.33393 | 0.31712
2012-04-15 20:00 | 0.19576 | 0.13524 | 0.18625 | 0.20631 | 0.52119 | 0.52119 | 0.52119 | 0.52119 | 0.32543 | 0.38594 | 0.33494 | 0.31488
2012-04-15 21:00 | 0.19166 | 0.13107 | 0.18949 | 0.20729 | 0.52119 | 0.52119 | 0.52119 | 0.52119 | 0.32953 | 0.39012 | 0.3317 | 0.3139
2012-04-15 22:00 | 0.18998 | 0.12584 | 0.18671 | 0.20837 | 0.52119 | 0.52119 | 0.52119 | 0.52119 | 0.33121 | 0.39535 | 0.33447 | 0.31281
2012-04-15 23:00 | 0.19007 | 0.11191 | 0.18706 | 0.20961 | 0.52119 | 0.52119 | 0.52119 | 0.52119 | 0.33112 | 0.40928 | 0.33413 | 0.31158
2012-04-16 | 0.17781 | 0.10397 | 0.1806 | 0.20886 | 0.52119 | 0.52119 | 0.52119 | 0.52119 | 0.34338 | 0.41722 | 0.34059 | 0.31233
2012-04-16 01:00 | 0.17859 | 0.10203 | 0.17682 | 0.2098 | 0.52119 | 0.52119 | 0.52119 | 0.52119 | 0.3426 | 0.41916 | 0.34437 | 0.31139
2012-04-16 02:00 | 0.17275 | 0.10384 | 0.18068 | 0.21113 | 0.52119 | 0.52119 | 0.52119 | 0.52119 | 0.34844 | 0.41734 | 0.34051 | 0.31006
2012-04-16 03:00 | 0.18353 | 0.11191 | 0.18577 | 0.21255 | 0.52119 | 0.52119 | 0.52119 | 0.52119 | 0.33766 | 0.40928 | 0.33542 | 0.30864
2012-04-16 04:00 | 0.20193 | 0.12618 | 0.1884 | 0.21541 | 0.52119 | 0.52119 | 0.52119 | 0.52119 | 0.31925 | 0.39501 | 0.33279 | 0.30577
2012-04-16 05:00 | 0.22717 | 0.14716 | 0.19075 | 0.22046 | 0.52119 | 0.52119 | 0.52119 | 0.52119 | 0.29402 | 0.37403 | 0.33043 | 0.30073
2012-04-16 06:00 | 0.26597 | 0.23207 | 0.19674 | 0.22399 | 0.52119 | 0.52119 | 0.52119 | 0.52119 | 0.25522 | 0.28912 | 0.32445 | 0.29719
2012-04-16 07:00 | 0.29075 | 0.30209 | 0.19581 | 0.22815 | 0.52119 | 0.52119 | 0.52119 | 0.52119 | 0.23044 | 0.2191 | 0.32538 | 0.29304
2012-04-16 08:00 | 0.29757 | 0.32471 | 0.19264 | 0.22771 | 0.52119 | 0.52119 | 0.52119 | 0.52119 | 0.22362 | 0.19648 | 0.32855 | 0.29348
2012-04-16 09:00 | 0.29376 | 0.31811 | 0.19294 | 0.22623 | 0.52119 | 0.52119 | 0.52119 | 0.52119 | 0.22743 | 0.20307 | 0.32825 | 0.29496
2012-04-16 10:00 | 0.29051 | 0.31489 | 0.19064 | 0.22556 | 0.52119 | 0.52119 | 0.52119 | 0.52119 | 0.23068 | 0.2063 | 0.33055 | 0.29563
2012-04-16 11:00 | 0.28818 | 0.3157 | 0.19085 | 0.22238 | 0.52119 | 0.52119 | 0.52119 | 0.52119 | 0.23301 | 0.20548 | 0.33034 | 0.29881
2012-04-16 12:00 | 0.28988 | 0.31176 | 0.19325 | 0.22051 | 0.52119 | 0.52119 | 0.52119 | 0.52119 | 0.23131 | 0.20943 | 0.32794 | 0.30068
2012-04-16 13:00 | 0.29019 | 0.31057 | 0.19087 | 0.21988 | 0.52119 | 0.52119 | 0.52119 | 0.52119 | 0.23099 | 0.21062 | 0.33032 | 0.30131
2012-04-16 14:00 | 0.29059 | 0.30857 | 0.18912 | 0.21904 | 0.52119 | 0.52119 | 0.52119 | 0.52119 | 0.2306 | 0.21262 | 0.33207 | 0.30214
2012-04-16 15:00 | 0.28776 | 0.30331 | 0.18882 | 0.21556 | 0.52119 | 0.52119 | 0.52119 | 0.52119 | 0.23343 | 0.21788 | 0.33237 | 0.30563
2012-04-16 16:00 | 0.28592 | 0.3022 | 0.19131 | 0.21461 | 0.52119 | 0.52119 | 0.52119 | 0.52119 | 0.23527 | 0.21899 | 0.32988 | 0.30658
2012-04-16 17:00 | 0.28084 | 0.28581 | 0.19386 | 0.21492 | 0.52119 | 0.52119 | 0.52119 | 0.52119 | 0.24035 | 0.23538 | 0.32732 | 0.30627
2012-04-16 18:00 | 0.25048 | 0.25431 | 0.19485 | 0.21151 | 0.52119 | 0.52119 | 0.52119 | 0.52119 | 0.2707 | 0.26688 | 0.32634 | 0.30968
2012-04-16 19:00 | 0.22742 | 0.20736 | 0.19508 | 0.20995 | 0.52119 | 0.52119 | 0.52119 | 0.52119 | 0.29377 | 0.31383 | 0.32611 | 0.31124
2012-04-16 20:00 | 0.21237 | 0.18687 | 0.19332 | 0.2123 | 0.52119 | 0.52119 | 0.52119 | 0.52119 | 0.30881 | 0.33432 | 0.32787 | 0.30888
2012-04-16 21:00 | 0.19942 | 0.17752 | 0.19334 | 0.21108 | 0.52119 | 0.52119 | 0.52119 | 0.52119 | 0.32177 | 0.34366 | 0.32785 | 0.31011
2012-04-16 22:00 | 0.18799 | 0.14134 | 0.19364 | 0.20735 | 0.52119 | 0.52119 | 0.52119 | 0.52119 | 0.3332 | 0.37985 | 0.32755 | 0.31384
2012-04-16 23:00 | 0.17873 | 0.11056 | 0.18705 | 0.20661 | 0.52119 | 0.52119 | 0.52119 | 0.52119 | 0.34246 | 0.41063 | 0.33414 | 0.31458
2012-04-17 | 0.17732 | 0.10411 | 0.18122 | 0.20818 | 0.52119 | 0.52119 | 0.52119 | 0.52119 | 0.34386 | 0.41708 | 0.33997 | 0.31301
2012-04-17 01:00 | 0.17861 | 0.10221 | 0.17935 | 0.20897 | 0.52119 | 0.52119 | 0.52119 | 0.52119 | 0.34258 | 0.41898 | 0.34184 | 0.31221
2012-04-17 02:00 | 0.17235 | 0.10397 | 0.18205 | 0.21068 | 0.52119 | 0.52119 | 0.52119 | 0.52119 | 0.34884 | 0.41722 | 0.33913 | 0.31051
2012-04-17 03:00 | 0.18344 | 0.11207 | 0.18736 | 0.2119 | 0.52119 | 0.52119 | 0.52119 | 0.52119 | 0.33775 | 0.40912 | 0.33383 | 0.30929
2012-04-17 04:00 | 0.20146 | 0.12661 | 0.18926 | 0.21468 | 0.52119 | 0.52119 | 0.52119 | 0.52119 | 0.31973 | 0.39458 | 0.33193 | 0.30651
2012-04-17 05:00 | 0.22682 | 0.14708 | 0.19248 | 0.21968 | 0.52119 | 0.52119 | 0.52119 | 0.52119 | 0.29437 | 0.37411 | 0.3287 | 0.30151
2012-04-17 06:00 | 0.26612 | 0.23298 | 0.19926 | 0.22352 | 0.52119 | 0.52119 | 0.52119 | 0.52119 | 0.25507 | 0.28821 | 0.32193 | 0.29767
2012-04-17 07:00 | 0.29078 | 0.30236 | 0.19773 | 0.22759 | 0.52119 | 0.52119 | 0.52119 | 0.52119 | 0.23041 | 0.21883 | 0.32346 | 0.2936
2012-04-17 08:00 | 0.29791 | 0.32595 | 0.19302 | 0.22776 | 0.52119 | 0.52119 | 0.52119 | 0.52119 | 0.22328 | 0.19524 | 0.32817 | 0.29343
2012-04-17 09:00 | 0.29446 | 0.31915 | 0.19172 | 0.22664 | 0.52119 | 0.52119 | 0.52119 | 0.52119 | 0.22673 | 0.20204 | 0.32947 | 0.29455
2012-04-17 10:00 | 0.29117 | 0.31544 | 0.18997 | 0.22694 | 0.52119 | 0.52119 | 0.52119 | 0.52119 | 0.23002 | 0.20575 | 0.33121 | 0.29424
2012-04-17 11:00 | 0.28929 | 0.31617 | 0.19158 | 0.22509 | 0.52119 | 0.52119 | 0.52119 | 0.52119 | 0.2319 | 0.20502 | 0.32961 | 0.2961
2012-04-17 12:00 | 0.29108 | 0.31292 | 0.19015 | 0.22157 | 0.52119 | 0.52119 | 0.52119 | 0.52119 | 0.23011 | 0.20827 | 0.33104 | 0.29962
2012-04-17 13:00 | 0.29146 | 0.31362 | 0.19317 | 0.21985 | 0.52119 | 0.52119 | 0.52119 | 0.52119 | 0.22973 | 0.20757 | 0.32802 | 0.30134
2012-04-17 14:00 | 0.29236 | 0.31084 | 0.19159 | 0.21876 | 0.52119 | 0.52119 | 0.52119 | 0.52119 | 0.22883 | 0.21035 | 0.3296 | 0.30243
2012-04-17 15:00 | 0.29009 | 0.30643 | 0.196 | 0.21719 | 0.52119 | 0.52119 | 0.52119 | 0.52119 | 0.2311 | 0.21476 | 0.32519 | 0.304
2012-04-17 16:00 | 0.28757 | 0.3053 | 0.1982 | 0.21624 | 0.52119 | 0.52119 | 0.52119 | 0.52119 | 0.23362 | 0.21589 | 0.32299 | 0.30495
2012-04-17 17:00 | 0.28222 | 0.28853 | 0.20388 | 0.21438 | 0.52119 | 0.52119 | 0.52119 | 0.52119 | 0.23896 | 0.23265 | 0.31731 | 0.30681
2012-04-17 18:00 | 0.25062 | 0.25614 | 0.20333 | 0.21102 | 0.52119 | 0.52119 | 0.52119 | 0.52119 | 0.27057 | 0.26505 | 0.31785 | 0.31016
2012-04-17 19:00 | 0.22808 | 0.20841 | 0.20287 | 0.20936 | 0.52119 | 0.52119 | 0.52119 | 0.52119 | 0.29311 | 0.31278 | 0.31832 | 0.31183
2012-04-17 20:00 | 0.21251 | 0.18758 | 0.20034 | 0.21009 | 0.52119 | 0.52119 | 0.52119 | 0.52119 | 0.30867 | 0.33361 | 0.32084 | 0.3111
2012-04-17 21:00 | 0.1992 | 0.17765 | 0.19742 | 0.20932 | 0.52119 | 0.52119 | 0.52119 | 0.52119 | 0.32198 | 0.34354 | 0.32377 | 0.31187
2012-04-17 22:00 | 0.18781 | 0.14134 | 0.19514 | 0.20626 | 0.52119 | 0.52119 | 0.52119 | 0.52119 | 0.33338 | 0.37985 | 0.32605 | 0.31493
2012-04-17 23:00 | 0.17848 | 0.11069 | 0.18892 | 0.20513 | 0.52119 | 0.52119 | 0.52119 | 0.52119 | 0.3427 | 0.4105 | 0.33227 | 0.31606
2012-04-18 | 0.17729 | 0.10414 | 0.18175 | 0.208 | 0.52119 | 0.52119 | 0.52119 | 0.52119 | 0.3439 | 0.41705 | 0.33943 | 0.31319
2012-04-18 01:00 | 0.17829 | 0.10224 | 0.18087 | 0.20826 | 0.52119 | 0.52119 | 0.52119 | 0.52119 | 0.3429 | 0.41895 | 0.34032 | 0.31292
2012-04-18 02:00 | 0.17199 | 0.10399 | 0.18313 | 0.21008 | 0.52119 | 0.52119 | 0.52119 | 0.52119 | 0.3492 | 0.4172 | 0.33805 | 0.31111
2012-04-18 03:00 | 0.1832 | 0.11209 | 0.18764 | 0.21134 | 0.52119 | 0.52119 | 0.52119 | 0.52119 | 0.33799 | 0.4091 | 0.33355 | 0.30985
2012-04-18 04:00 | 0.20154 | 0.12663 | 0.18874 | 0.21396 | 0.52119 | 0.52119 | 0.52119 | 0.52119 | 0.31965 | 0.39455 | 0.33245 | 0.30723
2012-04-18 05:00 | 0.22697 | 0.14722 | 0.19245 | 0.21918 | 0.52119 | 0.52119 | 0.52119 | 0.52119 | 0.29422 | 0.37397 | 0.32873 | 0.302
2012-04-18 06:00 | 0.26627 | 0.2328 | 0.20248 | 0.22289 | 0.52119 | 0.52119 | 0.52119 | 0.52119 | 0.25492 | 0.28839 | 0.3187 | 0.2983
2012-04-18 07:00 | 0.29059 | 0.30263 | 0.20061 | 0.22599 | 0.52119 | 0.52119 | 0.52119 | 0.52119 | 0.2306 | 0.21856 | 0.32058 | 0.2952
2012-04-18 08:00 | 0.29857 | 0.32684 | 0.19711 | 0.22643 | 0.52119 | 0.52119 | 0.52119 | 0.52119 | 0.22261 | 0.19435 | 0.32408 | 0.29475
2012-04-18 09:00 | 0.29496 | 0.31959 | 0.19384 | 0.22644 | 0.52119 | 0.52119 | 0.52119 | 0.52119 | 0.22623 | 0.2016 | 0.32735 | 0.29475
2012-04-18 10:00 | 0.29268 | 0.31454 | 0.19135 | 0.22698 | 0.52119 | 0.52119 | 0.52119 | 0.52119 | 0.22851 | 0.20665 | 0.32984 | 0.29421
2012-04-18 11:00 | 0.29034 | 0.31584 | 0.19069 | 0.22509 | 0.52119 | 0.52119 | 0.52119 | 0.52119 | 0.23084 | 0.20535 | 0.3305 | 0.2961
2012-04-18 12:00 | 0.29165 | 0.31258 | 0.19102 | 0.22193 | 0.52119 | 0.52119 | 0.52119 | 0.52119 | 0.22954 | 0.20861 | 0.33017 | 0.29925
2012-04-18 13:00 | 0.29205 | 0.31318 | 0.19398 | 0.22008 | 0.52119 | 0.52119 | 0.52119 | 0.52119 | 0.22914 | 0.208 | 0.32721 | 0.30111
2012-04-18 14:00 | 0.29301 | 0.31199 | 0.1961 | 0.21894 | 0.52119 | 0.52119 | 0.52119 | 0.52119 | 0.22818 | 0.20919 | 0.32509 | 0.30224
2012-04-18 15:00 | 0.29086 | 0.30685 | 0.19739 | 0.21732 | 0.52119 | 0.52119 | 0.52119 | 0.52119 | 0.23033 | 0.21434 | 0.3238 | 0.30387
2012-04-18 16:00 | 0.28825 | 0.30533 | 0.19755 | 0.21629 | 0.52119 | 0.52119 | 0.52119 | 0.52119 | 0.23294 | 0.21586 | 0.32364 | 0.3049
2012-04-18 17:00 | 0.28342 | 0.28868 | 0.20283 | 0.21438 | 0.52119 | 0.52119 | 0.52119 | 0.52119 | 0.23777 | 0.23251 | 0.31836 | 0.3068
2012-04-18 18:00 | 0.25051 | 0.25503 | 0.20348 | 0.21118 | 0.52119 | 0.52119 | 0.52119 | 0.52119 | 0.27068 | 0.26616 | 0.31771 | 0.31001
2012-04-18 19:00 | 0.2281 | 0.2073 | 0.20301 | 0.20927 | 0.52119 | 0.52119 | 0.52119 | 0.52119 | 0.29309 | 0.31389 | 0.31818 | 0.31192
2012-04-18 20:00 | 0.2125 | 0.18736 | 0.20109 | 0.20933 | 0.52119 | 0.52119 | 0.52119 | 0.52119 | 0.30868 | 0.33383 | 0.3201 | 0.31186
2012-04-18 21:00 | 0.19919 | 0.17749 | 0.19686 | 0.20895 | 0.52119 | 0.52119 | 0.52119 | 0.52119 | 0.322 | 0.3437 | 0.32433 | 0.31224
2012-04-18 22:00 | 0.18797 | 0.14136 | 0.19449 | 0.20585 | 0.52119 | 0.52119 | 0.52119 | 0.52119 | 0.33322 | 0.37983 | 0.32669 | 0.31534
2012-04-18 23:00 | 0.17837 | 0.11045 | 0.18846 | 0.20493 | 0.52119 | 0.52119 | 0.52119 | 0.52119 | 0.34282 | 0.41074 | 0.33273 | 0.31626
2012-04-19 | 0.17776 | 0.104 | 0.18071 | 0.20829 | 0.52119 | 0.52119 | 0.52119 | 0.52119 | 0.34342 | 0.41719 | 0.34048 | 0.3129
2012-04-19 01:00 | 0.1785 | 0.10213 | 0.17982 | 0.20849 | 0.52119 | 0.52119 | 0.52119 | 0.52119 | 0.34269 | 0.41906 | 0.34137 | 0.3127
2012-04-19 02:00 | 0.1721 | 0.10392 | 0.18301 | 0.2103 | 0.52119 | 0.52119 | 0.52119 | 0.52119 | 0.34909 | 0.41727 | 0.33818 | 0.31089
2012-04-19 03:00 | 0.18311 | 0.11201 | 0.18792 | 0.21158 | 0.52119 | 0.52119 | 0.52119 | 0.52119 | 0.33808 | 0.40918 | 0.33327 | 0.30961
2012-04-19 04:00 | 0.20148 | 0.12643 | 0.18924 | 0.21407 | 0.52119 | 0.52119 | 0.52119 | 0.52119 | 0.31971 | 0.39476 | 0.33195 | 0.30712
2012-04-19 05:00 | 0.22684 | 0.14719 | 0.19281 | 0.21918 | 0.52119 | 0.52119 | 0.52119 | 0.52119 | 0.29435 | 0.374 | 0.32838 | 0.30201
2012-04-19 06:00 | 0.26642 | 0.23174 | 0.20093 | 0.22323 | 0.52119 | 0.52119 | 0.52119 | 0.52119 | 0.25477 | 0.28945 | 0.32026 | 0.29796
2012-04-19 07:00 | 0.29091 | 0.30057 | 0.19849 | 0.22729 | 0.52119 | 0.52119 | 0.52119 | 0.52119 | 0.23028 | 0.22062 | 0.3227 | 0.29389
2012-04-19 08:00 | 0.29808 | 0.32599 | 0.19465 | 0.22756 | 0.52119 | 0.52119 | 0.52119 | 0.52119 | 0.22311 | 0.1952 | 0.32654 | 0.29363
2012-04-19 09:00 | 0.29413 | 0.317 | 0.19096 | 0.22702 | 0.52119 | 0.52119 | 0.52119 | 0.52119 | 0.22706 | 0.20419 | 0.33023 | 0.29417
2012-04-19 10:00 | 0.29108 | 0.31226 | 0.18885 | 0.22755 | 0.52119 | 0.52119 | 0.52119 | 0.52119 | 0.23011 | 0.20893 | 0.33233 | 0.29364
2012-04-19 11:00 | 0.28819 | 0.31367 | 0.18775 | 0.22547 | 0.52119 | 0.52119 | 0.52119 | 0.52119 | 0.233 | 0.20751 | 0.33343 | 0.29572
2012-04-19 12:00 | 0.29127 | 0.31049 | 0.18775 | 0.22209 | 0.52119 | 0.52119 | 0.52119 | 0.52119 | 0.22992 | 0.2107 | 0.33344 | 0.2991
2012-04-19 13:00 | 0.29165 | 0.3112 | 0.18829 | 0.22028 | 0.52119 | 0.52119 | 0.52119 | 0.52119 | 0.22953 | 0.20999 | 0.3329 | 0.30091
2012-04-19 14:00 | 0.29053 | 0.31123 | 0.19132 | 0.219 | 0.52119 | 0.52119 | 0.52119 | 0.52119 | 0.23066 | 0.20996 | 0.32987 | 0.30219
2012-04-19 15:00 | 0.28767 | 0.30486 | 0.18874 | 0.21735 | 0.52119 | 0.52119 | 0.52119 | 0.52119 | 0.23352 | 0.21633 | 0.33245 | 0.30384
2012-04-19 16:00 | 0.28747 | 0.30439 | 0.19311 | 0.21672 | 0.52119 | 0.52119 | 0.52119 | 0.52119 | 0.23372 | 0.2168 | 0.32807 | 0.30447
2012-04-19 17:00 | 0.2837 | 0.28806 | 0.19866 | 0.21541 | 0.52119 | 0.52119 | 0.52119 | 0.52119 | 0.23749 | 0.23313 | 0.32253 | 0.30577
2012-04-19 18:00 | 0.25012 | 0.25423 | 0.20173 | 0.21108 | 0.52119 | 0.52119 | 0.52119 | 0.52119 | 0.27107 | 0.26696 | 0.31946 | 0.31011
2012-04-19 19:00 | 0.22779 | 0.20616 | 0.2017 | 0.20963 | 0.52119 | 0.52119 | 0.52119 | 0.52119 | 0.2934 | 0.31503 | 0.31949 | 0.31156
2012-04-19 20:00 | 0.21255 | 0.18704 | 0.20017 | 0.21023 | 0.52119 | 0.52119 | 0.52119 | 0.52119 | 0.30864 | 0.33414 | 0.32102 | 0.31096
2012-04-19 21:00 | 0.19972 | 0.17735 | 0.19686 | 0.20979 | 0.52119 | 0.52119 | 0.52119 | 0.52119 | 0.32146 | 0.34384 | 0.32432 | 0.3114
2012-04-19 22:00 | 0.18851 | 0.14126 | 0.19464 | 0.20708 | 0.52119 | 0.52119 | 0.52119 | 0.52119 | 0.33268 | 0.37992 | 0.32655 | 0.31411
2012-04-19 23:00 | 0.17946 | 0.11029 | 0.18863 | 0.20588 | 0.52119 | 0.52119 | 0.52119 | 0.52119 | 0.34172 | 0.4109 | 0.33256 | 0.31531
2012-04-20 | 0.17782 | 0.10389 | 0.18187 | 0.20883 | 0.52119 | 0.52119 | 0.52119 | 0.52119 | 0.34337 | 0.4173 | 0.33932 | 0.31235
2012-04-20 01:00 | 0.1789 | 0.10208 | 0.18015 | 0.20952 | 0.52119 | 0.52119 | 0.52119 | 0.52119 | 0.34229 | 0.4191 | 0.34104 | 0.31167
2012-04-20 02:00 | 0.17395 | 0.10389 | 0.18316 | 0.21066 | 0.52119 | 0.52119 | 0.52119 | 0.52119 | 0.34723 | 0.4173 | 0.33803 | 0.31053
2012-04-20 03:00 | 0.18465 | 0.11199 | 0.18802 | 0.21198 | 0.52119 | 0.52119 | 0.52119 | 0.52119 | 0.33654 | 0.4092 | 0.33317 | 0.30921
2012-04-20 04:00 | 0.20315 | 0.12641 | 0.18962 | 0.21514 | 0.52119 | 0.52119 | 0.52119 | 0.52119 | 0.31804 | 0.39478 | 0.33157 | 0.30605
2012-04-20 05:00 | 0.22844 | 0.14711 | 0.19269 | 0.22035 | 0.52119 | 0.52119 | 0.52119 | 0.52119 | 0.29275 | 0.37408 | 0.3285 | 0.30083
2012-04-20 06:00 | 0.26778 | 0.23159 | 0.19822 | 0.22422 | 0.52119 | 0.52119 | 0.52119 | 0.52119 | 0.25341 | 0.28959 | 0.32297 | 0.29696
2012-04-20 07:00 | 0.29045 | 0.30197 | 0.19728 | 0.22759 | 0.52119 | 0.52119 | 0.52119 | 0.52119 | 0.23074 | 0.21921 | 0.32391 | 0.2936
2012-04-20 08:00 | 0.30112 | 0.3251 | 0.19179 | 0.22859 | 0.52119 | 0.52119 | 0.52119 | 0.52119 | 0.22007 | 0.19609 | 0.3294 | 0.2926
2012-04-20 09:00 | 0.29849 | 0.32228 | 0.19068 | 0.22749 | 0.52119 | 0.52119 | 0.52119 | 0.52119 | 0.2227 | 0.1989 | 0.33051 | 0.2937
2012-04-20 10:00 | 0.29721 | 0.31611 | 0.18845 | 0.22538 | 0.52119 | 0.52119 | 0.52119 | 0.52119 | 0.22398 | 0.20508 | 0.33273 | 0.29581
2012-04-20 11:00 | 0.29495 | 0.31416 | 0.18836 | 0.22315 | 0.52119 | 0.52119 | 0.52119 | 0.52119 | 0.22624 | 0.20703 | 0.33283 | 0.29804
2012-04-20 12:00 | 0.29329 | 0.31073 | 0.18798 | 0.22176 | 0.52119 | 0.52119 | 0.52119 | 0.52119 | 0.2279 | 0.21046 | 0.33321 | 0.29943
2012-04-20 13:00 | 0.29223 | 0.31096 | 0.18833 | 0.22014 | 0.52119 | 0.52119 | 0.52119 | 0.52119 | 0.22895 | 0.21023 | 0.33286 | 0.30105
2012-04-20 14:00 | 0.29276 | 0.30931 | 0.18964 | 0.21894 | 0.52119 | 0.52119 | 0.52119 | 0.52119 | 0.22843 | 0.21188 | 0.33154 | 0.30225
2012-04-20 15:00 | 0.29016 | 0.3041 | 0.19076 | 0.21708 | 0.52119 | 0.52119 | 0.52119 | 0.52119 | 0.23103 | 0.21709 | 0.33042 | 0.30411
2012-04-20 16:00 | 0.28867 | 0.30368 | 0.19334 | 0.21605 | 0.52119 | 0.52119 | 0.52119 | 0.52119 | 0.23252 | 0.21751 | 0.32785 | 0.30513
2012-04-20 17:00 | 0.28297 | 0.28759 | 0.19783 | 0.21547 | 0.52119 | 0.52119 | 0.52119 | 0.52119 | 0.23821 | 0.2336 | 0.32336 | 0.30572
2012-04-20 18:00 | 0.24997 | 0.25547 | 0.19926 | 0.21092 | 0.52119 | 0.52119 | 0.52119 | 0.52119 | 0.27122 | 0.26572 | 0.32193 | 0.31027
2012-04-20 19:00 | 0.22775 | 0.20831 | 0.19923 | 0.20967 | 0.52119 | 0.52119 | 0.52119 | 0.52119 | 0.29343 | 0.31288 | 0.32196 | 0.31152
2012-04-20 20:00 | 0.21279 | 0.18661 | 0.19758 | 0.21099 | 0.52119 | 0.52119 | 0.52119 | 0.52119 | 0.3084 | 0.33458 | 0.32361 | 0.3102
2012-04-20 21:00 | 0.20015 | 0.17664 | 0.19373 | 0.21083 | 0.52119 | 0.52119 | 0.52119 | 0.52119 | 0.32104 | 0.34455 | 0.32746 | 0.31036
2012-04-20 22:00 | 0.1891 | 0.14036 | 0.19124 | 0.20812 | 0.52119 | 0.52119 | 0.52119 | 0.52119 | 0.33208 | 0.38082 | 0.32995 | 0.31307
2012-04-20 23:00 | 0.17871 | 0.10982 | 0.18459 | 0.20716 | 0.52119 | 0.52119 | 0.52119 | 0.52119 | 0.34248 | 0.41137 | 0.3366 | 0.31403
2012-04-21 | 0.17544 | 0.10931 | 0.18114 | 0.21171 | 0.52119 | 0.52119 | 0.52119 | 0.52119 | 0.34575 | 0.41188 | 0.34005 | 0.30948
2012-04-21 01:00 | 0.1744 | 0.10444 | 0.17989 | 0.21151 | 0.52119 | 0.52119 | 0.52119 | 0.52119 | 0.34679 | 0.41674 | 0.3413 | 0.30968
2012-04-21 02:00 | 0.17728 | 0.10357 | 0.1792 | 0.20945 | 0.52119 | 0.52119 | 0.52119 | 0.52119 | 0.34391 | 0.41762 | 0.34199 | 0.31174
2012-04-21 03:00 | 0.17812 | 0.10487 | 0.18036 | 0.21203 | 0.52119 | 0.52119 | 0.52119 | 0.52119 | 0.34307 | 0.41632 | 0.34083 | 0.30916
2012-04-21 04:00 | 0.17899 | 0.10958 | 0.18332 | 0.21123 | 0.52119 | 0.52119 | 0.52119 | 0.52119 | 0.3422 | 0.41161 | 0.33787 | 0.30996
2012-04-21 05:00 | 0.18273 | 0.11303 | 0.19034 | 0.21212 | 0.52119 | 0.52119 | 0.52119 | 0.52119 | 0.33845 | 0.40816 | 0.33085 | 0.30907
2012-04-21 06:00 | 0.19785 | 0.12894 | 0.19464 | 0.2171 | 0.52119 | 0.52119 | 0.52119 | 0.52119 | 0.32334 | 0.39225 | 0.32655 | 0.30409
2012-04-21 07:00 | 0.21114 | 0.16472 | 0.19191 | 0.21604 | 0.52119 | 0.52119 | 0.52119 | 0.52119 | 0.31005 | 0.35647 | 0.32927 | 0.30515
2012-04-21 08:00 | 0.22931 | 0.2125 | 0.20136 | 0.21863 | 0.52119 | 0.52119 | 0.52119 | 0.52119 | 0.29188 | 0.30869 | 0.31983 | 0.30256
2012-04-21 09:00 | 0.23835 | 0.23337 | 0.19296 | 0.22036 | 0.52119 | 0.52119 | 0.52119 | 0.52119 | 0.28284 | 0.28782 | 0.32823 | 0.30083
2012-04-21 10:00 | 0.24351 | 0.23335 | 0.18867 | 0.22013 | 0.52119 | 0.52119 | 0.52119 | 0.52119 | 0.27768 | 0.28784 | 0.33252 | 0.30106
2012-04-21 11:00 | 0.24594 | 0.23333 | 0.19008 | 0.22214 | 0.52119 | 0.52119 | 0.52119 | 0.52119 | 0.27525 | 0.28785 | 0.33111 | 0.29905
2012-04-21 12:00 | 0.24468 | 0.22933 | 0.18859 | 0.22038 | 0.52119 | 0.52119 | 0.52119 | 0.52119 | 0.27651 | 0.29186 | 0.3326 | 0.3008
2012-04-21 13:00 | 0.24067 | 0.2202 | 0.18513 | 0.21638 | 0.52119 | 0.52119 | 0.52119 | 0.52119 | 0.28052 | 0.30099 | 0.33605 | 0.3048
2012-04-21 14:00 | 0.23376 | 0.21448 | 0.1881 | 0.21207 | 0.52119 | 0.52119 | 0.52119 | 0.52119 | 0.28743 | 0.30671 | 0.33309 | 0.30912
2012-04-21 15:00 | 0.22773 | 0.18777 | 0.18587 | 0.2114 | 0.52119 | 0.52119 | 0.52119 | 0.52119 | 0.29346 | 0.33342 | 0.33532 | 0.30978
2012-04-21 16:00 | 0.22227 | 0.17233 | 0.1879 | 0.21135 | 0.52119 | 0.52119 | 0.52119 | 0.52119 | 0.29892 | 0.34886 | 0.33329 | 0.30984
2012-04-21 17:00 | 0.21343 | 0.15988 | 0.18892 | 0.20951 | 0.52119 | 0.52119 | 0.52119 | 0.52119 | 0.30776 | 0.3613 | 0.33227 | 0.31168
2012-04-21 18:00 | 0.2082 | 0.15224 | 0.18953 | 0.20448 | 0.52119 | 0.52119 | 0.52119 | 0.52119 | 0.31299 | 0.36895 | 0.33166 | 0.31671
2012-04-21 19:00 | 0.19875 | 0.14151 | 0.18662 | 0.20356 | 0.52119 | 0.52119 | 0.52119 | 0.52119 | 0.32244 | 0.37968 | 0.33456 | 0.31763
2012-04-21 20:00 | 0.19712 | 0.13493 | 0.18592 | 0.20657 | 0.52119 | 0.52119 | 0.52119 | 0.52119 | 0.32407 | 0.38626 | 0.33527 | 0.31462
2012-04-21 21:00 | 0.19256 | 0.13071 | 0.18965 | 0.207 | 0.52119 | 0.52119 | 0.52119 | 0.52119 | 0.32862 | 0.39048 | 0.33153 | 0.31419
2012-04-21 22:00 | 0.19041 | 0.12551 | 0.18695 | 0.20766 | 0.52119 | 0.52119 | 0.52119 | 0.52119 | 0.33078 | 0.39568 | 0.33424 | 0.31353
2012-04-21 23:00 | 0.18991 | 0.11322 | 0.18657 | 0.20893 | 0.52119 | 0.52119 | 0.52119 | 0.52119 | 0.33128 | 0.40797 | 0.33462 | 0.31226
2012-04-22 | 0.1753 | 0.10993 | 0.18009 | 0.21054 | 0.52119 | 0.52119 | 0.52119 | 0.52119 | 0.34589 | 0.41126 | 0.3411 | 0.31065
2012-04-22 01:00 | 0.17447 | 0.10519 | 0.17911 | 0.21169 | 0.52119 | 0.52119 | 0.52119 | 0.52119 | 0.34672 | 0.416 | 0.34208 | 0.3095
2012-04-22 02:00 | 0.17749 | 0.10484 | 0.17821 | 0.20984 | 0.52119 | 0.52119 | 0.52119 | 0.52119 | 0.3437 | 0.41635 | 0.34298 | 0.31135
2012-04-22 03:00 | 0.17837 | 0.10562 | 0.17955 | 0.21126 | 0.52119 | 0.52119 | 0.52119 | 0.52119 | 0.34282 | 0.41557 | 0.34164 | 0.30993
2012-04-22 04:00 | 0.17928 | 0.11028 | 0.18198 | 0.21048 | 0.52119 | 0.52119 | 0.52119 | 0.52119 | 0.34191 | 0.41091 | 0.33921 | 0.31071
2012-04-22 05:00 | 0.18283 | 0.11363 | 0.18978 | 0.21149 | 0.52119 | 0.52119 | 0.52119 | 0.52119 | 0.33836 | 0.40756 | 0.33141 | 0.3097
2012-04-22 06:00 | 0.19777 | 0.12915 | 0.19449 | 0.21685 | 0.52119 | 0.52119 | 0.52119 | 0.52119 | 0.32342 | 0.39203 | 0.3267 | 0.30434
2012-04-22 07:00 | 0.2113 | 0.16494 | 0.19201 | 0.21593 | 0.52119 | 0.52119 | 0.52119 | 0.52119 | 0.30989 | 0.35624 | 0.32918 | 0.30526
2012-04-22 08:00 | 0.22895 | 0.21264 | 0.20179 | 0.21834 | 0.52119 | 0.52119 | 0.52119 | 0.52119 | 0.29223 | 0.30855 | 0.31939 | 0.30285
2012-04-22 09:00 | 0.23829 | 0.2333 | 0.19363 | 0.21975 | 0.52119 | 0.52119 | 0.52119 | 0.52119 | 0.2829 | 0.28789 | 0.32756 | 0.30144
2012-04-22 10:00 | 0.24236 | 0.23524 | 0.18883 | 0.22006 | 0.52119 | 0.52119 | 0.52119 | 0.52119 | 0.27883 | 0.28595 | 0.33236 | 0.30112
2012-04-22 11:00 | 0.24496 | 0.23593 | 0.19041 | 0.2215 | 0.52119 | 0.52119 | 0.52119 | 0.52119 | 0.27623 | 0.28526 | 0.33078 | 0.29968
2012-04-22 12:00 | 0.24433 | 0.23185 | 0.18847 | 0.21994 | 0.52119 | 0.52119 | 0.52119 | 0.52119 | 0.27686 | 0.28934 | 0.33272 | 0.30124
2012-04-22 13:00 | 0.24052 | 0.22217 | 0.18571 | 0.21619 | 0.52119 | 0.52119 | 0.52119 | 0.52119 | 0.28067 | 0.29902 | 0.33548 | 0.305
2012-04-22 14:00 | 0.23466 | 0.21566 | 0.18694 | 0.2115 | 0.52119 | 0.52119 | 0.52119 | 0.52119 | 0.28653 | 0.30553 | 0.33424 | 0.30969
2012-04-22 15:00 | 0.22769 | 0.18899 | 0.18729 | 0.21102 | 0.52119 | 0.52119 | 0.52119 | 0.52119 | 0.2935 | 0.3322 | 0.3339 | 0.31017
2012-04-22 16:00 | 0.2225 | 0.17277 | 0.18826 | 0.21136 | 0.52119 | 0.52119 | 0.52119 | 0.52119 | 0.29869 | 0.34842 | 0.33293 | 0.30983
2012-04-22 17:00 | 0.21317 | 0.16008 | 0.18867 | 0.20951 | 0.52119 | 0.52119 | 0.52119 | 0.52119 | 0.30801 | 0.3611 | 0.33251 | 0.31168
2012-04-22 18:00 | 0.20798 | 0.15238 | 0.18944 | 0.20448 | 0.52119 | 0.52119 | 0.52119 | 0.52119 | 0.31321 | 0.36881 | 0.33175 | 0.31671
2012-04-22 19:00 | 0.19868 | 0.14151 | 0.18568 | 0.20321 | 0.52119 | 0.52119 | 0.52119 | 0.52119 | 0.32251 | 0.37967 | 0.33551 | 0.31798
2012-04-22 20:00 | 0.19711 | 0.13479 | 0.18623 | 0.20622 | 0.52119 | 0.52119 | 0.52119 | 0.52119 | 0.32407 | 0.3864 | 0.33496 | 0.31497
2012-04-22 21:00 | 0.19282 | 0.13047 | 0.18962 | 0.20701 | 0.52119 | 0.52119 | 0.52119 | 0.52119 | 0.32836 | 0.39072 | 0.33157 | 0.31418
2012-04-22 22:00 | 0.1903 | 0.12536 | 0.1874 | 0.20771 | 0.52119 | 0.52119 | 0.52119 | 0.52119 | 0.33089 | 0.39583 | 0.33379 | 0.31348
2012-04-22 23:00 | 0.18991 | 0.11397 | 0.18696 | 0.20893 | 0.52119 | 0.52119 | 0.52119 | 0.52119 | 0.33128 | 0.40721 | 0.33422 | 0.31226
2012-04-23 | 0.17745 | 0.10372 | 0.18046 | 0.20832 | 0.52119 | 0.52119 | 0.52119 | 0.52119 | 0.34374 | 0.41747 | 0.34072 | 0.31287
2012-04-23 01:00 | 0.17831 | 0.10202 | 0.17886 | 0.20921 | 0.52119 | 0.52119 | 0.52119 | 0.52119 | 0.34288 | 0.41916 | 0.34233 | 0.31198
2012-04-23 02:00 | 0.17522 | 0.10386 | 0.17988 | 0.21048 | 0.52119 | 0.52119 | 0.52119 | 0.52119 | 0.34596 | 0.41732 | 0.34131 | 0.31071
2012-04-23 03:00 | 0.18667 | 0.11199 | 0.18498 | 0.21197 | 0.52119 | 0.52119 | 0.52119 | 0.52119 | 0.33452 | 0.4092 | 0.33621 | 0.30922
2012-04-23 04:00 | 0.20463 | 0.1263 | 0.18699 | 0.21537 | 0.52119 | 0.52119 | 0.52119 | 0.52119 | 0.31655 | 0.39489 | 0.3342 | 0.30582
2012-04-23 05:00 | 0.22988 | 0.14701 | 0.19066 | 0.22039 | 0.52119 | 0.52119 | 0.52119 | 0.52119 | 0.29131 | 0.37417 | 0.33053 | 0.3008
2012-04-23 06:00 | 0.26912 | 0.23209 | 0.19573 | 0.22434 | 0.52119 | 0.52119 | 0.52119 | 0.52119 | 0.25207 | 0.2891 | 0.32546 | 0.29685
2012-04-23 07:00 | 0.29122 | 0.30331 | 0.19662 | 0.22774 | 0.52119 | 0.52119 | 0.52119 | 0.52119 | 0.22997 | 0.21788 | 0.32457 | 0.29345
2012-04-23 08:00 | 0.30042 | 0.32485 | 0.19285 | 0.22851 | 0.52119 | 0.52119 | 0.52119 | 0.52119 | 0.22077 | 0.19634 | 0.32834 | 0.29268
2012-04-23 09:00 | 0.2981 | 0.32309 | 0.19246 | 0.22715 | 0.52119 | 0.52119 | 0.52119 | 0.52119 | 0.22309 | 0.19809 | 0.32872 | 0.29404
2012-04-23 10:00 | 0.29706 | 0.31751 | 0.18986 | 0.22526 | 0.52119 | 0.52119 | 0.52119 | 0.52119 | 0.22413 | 0.20368 | 0.33133 | 0.29593
2012-04-23 11:00 | 0.29518 | 0.31536 | 0.18913 | 0.22433 | 0.52119 | 0.52119 | 0.52119 | 0.52119 | 0.22601 | 0.20583 | 0.33206 | 0.29686
2012-04-23 12:00 | 0.29334 | 0.31173 | 0.1882 | 0.22239 | 0.52119 | 0.52119 | 0.52119 | 0.52119 | 0.22784 | 0.20946 | 0.33299 | 0.2988
2012-04-23 13:00 | 0.29252 | 0.31247 | 0.19105 | 0.2202 | 0.52119 | 0.52119 | 0.52119 | 0.52119 | 0.22867 | 0.20871 | 0.33014 | 0.30099
2012-04-23 14:00 | 0.29324 | 0.311 | 0.19322 | 0.21896 | 0.52119 | 0.52119 | 0.52119 | 0.52119 | 0.22795 | 0.21019 | 0.32797 | 0.30223
2012-04-23 15:00 | 0.29102 | 0.30573 | 0.19522 | 0.21728 | 0.52119 | 0.52119 | 0.52119 | 0.52119 | 0.23017 | 0.21546 | 0.32597 | 0.30391
2012-04-23 16:00 | 0.28898 | 0.30462 | 0.19782 | 0.21609 | 0.52119 | 0.52119 | 0.52119 | 0.52119 | 0.2322 | 0.21657 | 0.32337 | 0.3051
2012-04-23 17:00 | 0.28356 | 0.28819 | 0.20292 | 0.21482 | 0.52119 | 0.52119 | 0.52119 | 0.52119 | 0.23763 | 0.233 | 0.31827 | 0.30636
2012-04-23 18:00 | 0.25021 | 0.25641 | 0.20264 | 0.21071 | 0.52119 | 0.52119 | 0.52119 | 0.52119 | 0.27097 | 0.26478 | 0.31855 | 0.31047
2012-04-23 19:00 | 0.22791 | 0.2092 | 0.20215 | 0.20926 | 0.52119 | 0.52119 | 0.52119 | 0.52119 | 0.29327 | 0.31199 | 0.31904 | 0.31193
2012-04-23 20:00 | 0.21283 | 0.18696 | 0.19948 | 0.21034 | 0.52119 | 0.52119 | 0.52119 | 0.52119 | 0.30835 | 0.33423 | 0.32171 | 0.31085
2012-04-23 21:00 | 0.20011 | 0.17707 | 0.19603 | 0.21005 | 0.52119 | 0.52119 | 0.52119 | 0.52119 | 0.32108 | 0.34411 | 0.32516 | 0.31114
2012-04-23 22:00 | 0.18905 | 0.14079 | 0.19239 | 0.20777 | 0.52119 | 0.52119 | 0.52119 | 0.52119 | 0.33214 | 0.3804 | 0.32879 | 0.31342
2012-04-23 23:00 | 0.17845 | 0.1102 | 0.1867 | 0.20665 | 0.52119 | 0.52119 | 0.52119 | 0.52119 | 0.34274 | 0.41099 | 0.33449 | 0.31454
2012-04-24 | 0.1777 | 0.10378 | 0.18113 | 0.20861 | 0.52119 | 0.52119 | 0.52119 | 0.52119 | 0.34349 | 0.41741 | 0.34005 | 0.31258
2012-04-24 01:00 | 0.17865 | 0.10198 | 0.17888 | 0.20958 | 0.52119 | 0.52119 | 0.52119 | 0.52119 | 0.34254 | 0.41921 | 0.34231 | 0.31161
2012-04-24 02:00 | 0.17546 | 0.10383 | 0.18192 | 0.21073 | 0.52119 | 0.52119 | 0.52119 | 0.52119 | 0.34573 | 0.41736 | 0.33927 | 0.31046
2012-04-24 03:00 | 0.18692 | 0.11191 | 0.18686 | 0.21211 | 0.52119 | 0.52119 | 0.52119 | 0.52119 | 0.33426 | 0.40928 | 0.33433 | 0.30908
2012-04-24 04:00 | 0.20494 | 0.12636 | 0.18976 | 0.21517 | 0.52119 | 0.52119 | 0.52119 | 0.52119 | 0.31625 | 0.39483 | 0.33143 | 0.30602
2012-04-24 05:00 | 0.23014 | 0.14685 | 0.19196 | 0.22056 | 0.52119 | 0.52119 | 0.52119 | 0.52119 | 0.29105 | 0.37434 | 0.32922 | 0.30063
2012-04-24 06:00 | 0.26878 | 0.23084 | 0.19656 | 0.22455 | 0.52119 | 0.52119 | 0.52119 | 0.52119 | 0.2524 | 0.29035 | 0.32462 | 0.29664
2012-04-24 07:00 | 0.29153 | 0.30126 | 0.19636 | 0.22797 | 0.52119 | 0.52119 | 0.52119 | 0.52119 | 0.22966 | 0.21993 | 0.32483 | 0.29322
2012-04-24 08:00 | 0.30131 | 0.32532 | 0.19212 | 0.22865 | 0.52119 | 0.52119 | 0.52119 | 0.52119 | 0.21988 | 0.19587 | 0.32907 | 0.29254
2012-04-24 09:00 | 0.29793 | 0.32053 | 0.19006 | 0.22764 | 0.52119 | 0.52119 | 0.52119 | 0.52119 | 0.22326 | 0.20066 | 0.33113 | 0.29355
2012-04-24 10:00 | 0.29649 | 0.31444 | 0.18813 | 0.22733 | 0.52119 | 0.52119 | 0.52119 | 0.52119 | 0.2247 | 0.20675 | 0.33306 | 0.29386
2012-04-24 11:00 | 0.29376 | 0.31401 | 0.18874 | 0.22607 | 0.52119 | 0.52119 | 0.52119 | 0.52119 | 0.22743 | 0.20717 | 0.33245 | 0.29511
2012-04-24 12:00 | 0.29301 | 0.31067 | 0.18812 | 0.22265 | 0.52119 | 0.52119 | 0.52119 | 0.52119 | 0.22818 | 0.21051 | 0.33307 | 0.29854
2012-04-24 13:00 | 0.2919 | 0.31134 | 0.18834 | 0.22043 | 0.52119 | 0.52119 | 0.52119 | 0.52119 | 0.22929 | 0.20985 | 0.33284 | 0.30076
2012-04-24 14:00 | 0.29102 | 0.31149 | 0.19351 | 0.2193 | 0.52119 | 0.52119 | 0.52119 | 0.52119 | 0.23017 | 0.2097 | 0.32768 | 0.30189
2012-04-24 15:00 | 0.28805 | 0.30604 | 0.19333 | 0.21776 | 0.52119 | 0.52119 | 0.52119 | 0.52119 | 0.23314 | 0.21515 | 0.32786 | 0.30342
2012-04-24 16:00 | 0.28613 | 0.30466 | 0.19413 | 0.21669 | 0.52119 | 0.52119 | 0.52119 | 0.52119 | 0.23506 | 0.21653 | 0.32706 | 0.3045
2012-04-24 17:00 | 0.2834 | 0.28808 | 0.19835 | 0.21524 | 0.52119 | 0.52119 | 0.52119 | 0.52119 | 0.23779 | 0.23311 | 0.32283 | 0.30594
2012-04-24 18:00 | 0.25027 | 0.25236 | 0.20065 | 0.21118 | 0.52119 | 0.52119 | 0.52119 | 0.52119 | 0.27092 | 0.26883 | 0.32054 | 0.31001
2012-04-24 19:00 | 0.22777 | 0.20457 | 0.20054 | 0.20986 | 0.52119 | 0.52119 | 0.52119 | 0.52119 | 0.29342 | 0.31662 | 0.32065 | 0.31133
2012-04-24 20:00 | 0.21264 | 0.18688 | 0.19791 | 0.21104 | 0.52119 | 0.52119 | 0.52119 | 0.52119 | 0.30855 | 0.33431 | 0.32328 | 0.31015
2012-04-24 21:00 | 0.19964 | 0.1772 | 0.19643 | 0.21058 | 0.52119 | 0.52119 | 0.52119 | 0.52119 | 0.32155 | 0.34399 | 0.32476 | 0.3106
2012-04-24 22:00 | 0.18841 | 0.14118 | 0.19301 | 0.20791 | 0.52119 | 0.52119 | 0.52119 | 0.52119 | 0.33278 | 0.38 | 0.32817 | 0.31328
2012-04-24 23:00 | 0.17819 | 0.11006 | 0.18681 | 0.20684 | 0.52119 | 0.52119 | 0.52119 | 0.52119 | 0.34299 | 0.41113 | 0.33438 | 0.31435
2012-04-25 | 0.17753 | 0.10365 | 0.18052 | 0.20932 | 0.52119 | 0.52119 | 0.52119 | 0.52119 | 0.34366 | 0.41754 | 0.34067 | 0.31186
2012-04-25 01:00 | 0.1782 | 0.10191 | 0.17899 | 0.21012 | 0.52119 | 0.52119 | 0.52119 | 0.52119 | 0.34298 | 0.41927 | 0.3422 | 0.31107
2012-04-25 02:00 | 0.17269 | 0.10383 | 0.18129 | 0.21128 | 0.52119 | 0.52119 | 0.52119 | 0.52119 | 0.34849 | 0.41736 | 0.3399 | 0.3099
2012-04-25 03:00 | 0.18358 | 0.11193 | 0.18667 | 0.2126 | 0.52119 | 0.52119 | 0.52119 | 0.52119 | 0.33761 | 0.40926 | 0.33452 | 0.30859
2012-04-25 04:00 | 0.20231 | 0.12641 | 0.18891 | 0.21548 | 0.52119 | 0.52119 | 0.52119 | 0.52119 | 0.31888 | 0.39477 | 0.33227 | 0.3057
2012-04-25 05:00 | 0.22726 | 0.14687 | 0.19107 | 0.22056 | 0.52119 | 0.52119 | 0.52119 | 0.52119 | 0.29393 | 0.37431 | 0.33012 | 0.30063
2012-04-25 06:00 | 0.26544 | 0.23053 | 0.1969 | 0.22463 | 0.52119 | 0.52119 | 0.52119 | 0.52119 | 0.25575 | 0.29066 | 0.32429 | 0.29656
2012-04-25 07:00 | 0.28978 | 0.29789 | 0.19694 | 0.22806 | 0.52119 | 0.52119 | 0.52119 | 0.52119 | 0.23141 | 0.2233 | 0.32425 | 0.29313
2012-04-25 08:00 | 0.29876 | 0.32523 | 0.19213 | 0.22899 | 0.52119 | 0.52119 | 0.52119 | 0.52119 | 0.22243 | 0.19596 | 0.32905 | 0.2922
2012-04-25 09:00 | 0.29708 | 0.32166 | 0.18881 | 0.22795 | 0.52119 | 0.52119 | 0.52119 | 0.52119 | 0.22411 | 0.19953 | 0.33237 | 0.29324
2012-04-25 10:00 | 0.29554 | 0.31657 | 0.18641 | 0.22737 | 0.52119 | 0.52119 | 0.52119 | 0.52119 | 0.22565 | 0.20462 | 0.33478 | 0.29382
2012-04-25 11:00 | 0.29481 | 0.31578 | 0.19025 | 0.22611 | 0.52119 | 0.52119 | 0.52119 | 0.52119 | 0.22638 | 0.2054 | 0.33094 | 0.29508
2012-04-25 12:00 | 0.29317 | 0.31265 | 0.19139 | 0.2224 | 0.52119 | 0.52119 | 0.52119 | 0.52119 | 0.22802 | 0.20854 | 0.3298 | 0.29879
2012-04-25 13:00 | 0.29231 | 0.31344 | 0.19589 | 0.22015 | 0.52119 | 0.52119 | 0.52119 | 0.52119 | 0.22888 | 0.20775 | 0.3253 | 0.30103
2012-04-25 14:00 | 0.29234 | 0.31134 | 0.19727 | 0.21886 | 0.52119 | 0.52119 | 0.52119 | 0.52119 | 0.22885 | 0.20985 | 0.32392 | 0.30233
2012-04-25 15:00 | 0.28977 | 0.30609 | 0.19864 | 0.21702 | 0.52119 | 0.52119 | 0.52119 | 0.52119 | 0.23142 | 0.2151 | 0.32255 | 0.30417
2012-04-25 16:00 | 0.2881 | 0.30463 | 0.19945 | 0.21573 | 0.52119 | 0.52119 | 0.52119 | 0.52119 | 0.23309 | 0.21656 | 0.32173 | 0.30545
2012-04-25 17:00 | 0.28177 | 0.28783 | 0.20269 | 0.21498 | 0.52119 | 0.52119 | 0.52119 | 0.52119 | 0.23942 | 0.23336 | 0.31849 | 0.30621
2012-04-25 18:00 | 0.24937 | 0.25585 | 0.20217 | 0.21077 | 0.52119 | 0.52119 | 0.52119 | 0.52119 | 0.27182 | 0.26534 | 0.31902 | 0.31042
2012-04-25 19:00 | 0.2271 | 0.2088 | 0.20172 | 0.20925 | 0.52119 | 0.52119 | 0.52119 | 0.52119 | 0.29409 | 0.31239 | 0.31946 | 0.31194
2012-04-25 20:00 | 0.21257 | 0.18669 | 0.19957 | 0.2102 | 0.52119 | 0.52119 | 0.52119 | 0.52119 | 0.30862 | 0.3345 | 0.32162 | 0.31099
2012-04-25 21:00 | 0.2003 | 0.17689 | 0.19561 | 0.21013 | 0.52119 | 0.52119 | 0.52119 | 0.52119 | 0.32089 | 0.3443 | 0.32557 | 0.31106
2012-04-25 22:00 | 0.18903 | 0.1405 | 0.19356 | 0.20723 | 0.52119 | 0.52119 | 0.52119 | 0.52119 | 0.33216 | 0.38069 | 0.32763 | 0.31396
2012-04-25 23:00 | 0.18047 | 0.1101 | 0.18735 | 0.20636 | 0.52119 | 0.52119 | 0.52119 | 0.52119 | 0.34072 | 0.41109 | 0.33384 | 0.31482
2012-04-26 | 0.17736 | 0.10363 | 0.18128 | 0.20655 | 0.52119 | 0.52119 | 0.52119 | 0.52119 | 0.34383 | 0.41756 | 0.33991 | 0.31464
2012-04-26 01:00 | 0.17813 | 0.10188 | 0.17935 | 0.2075 | 0.52119 | 0.52119 | 0.52119 | 0.52119 | 0.34306 | 0.41931 | 0.34183 | 0.31369
2012-04-26 02:00 | 0.17511 | 0.10375 | 0.18191 | 0.20868 | 0.52119 | 0.52119 | 0.52119 | 0.52119 | 0.34608 | 0.41744 | 0.33928 | 0.31251
2012-04-26 03:00 | 0.1864 | 0.11185 | 0.18588 | 0.21022 | 0.52119 | 0.52119 | 0.52119 | 0.52119 | 0.33479 | 0.40934 | 0.33531 | 0.31097
2012-04-26 04:00 | 0.20427 | 0.12614 | 0.189 | 0.21358 | 0.52119 | 0.52119 | 0.52119 | 0.52119 | 0.31692 | 0.39505 | 0.33219 | 0.30761
2012-04-26 05:00 | 0.22941 | 0.14697 | 0.19225 | 0.21858 | 0.52119 | 0.52119 | 0.52119 | 0.52119 | 0.29178 | 0.37422 | 0.32894 | 0.30261
2012-04-26 06:00 | 0.26835 | 0.23139 | 0.19751 | 0.22199 | 0.52119 | 0.52119 | 0.52119 | 0.52119 | 0.25284 | 0.2898 | 0.32368 | 0.29919
2012-04-26 07:00 | 0.28926 | 0.30368 | 0.19804 | 0.22476 | 0.52119 | 0.52119 | 0.52119 | 0.52119 | 0.23193 | 0.21751 | 0.32315 | 0.29642
2012-04-26 08:00 | 0.29866 | 0.32516 | 0.19321 | 0.22584 | 0.52119 | 0.52119 | 0.52119 | 0.52119 | 0.22253 | 0.19603 | 0.32798 | 0.29535
2012-04-26 09:00 | 0.29649 | 0.32544 | 0.19298 | 0.22494 | 0.52119 | 0.52119 | 0.52119 | 0.52119 | 0.2247 | 0.19574 | 0.32821 | 0.29625
2012-04-26 10:00 | 0.2954 | 0.32022 | 0.19061 | 0.22451 | 0.52119 | 0.52119 | 0.52119 | 0.52119 | 0.22579 | 0.20097 | 0.33058 | 0.29668
2012-04-26 11:00 | 0.29334 | 0.31676 | 0.19096 | 0.22211 | 0.52119 | 0.52119 | 0.52119 | 0.52119 | 0.22784 | 0.20443 | 0.33023 | 0.29908
2012-04-26 12:00 | 0.29229 | 0.31334 | 0.19081 | 0.22036 | 0.52119 | 0.52119 | 0.52119 | 0.52119 | 0.2289 | 0.20785 | 0.33038 | 0.30083
2012-04-26 13:00 | 0.29135 | 0.3129 | 0.19264 | 0.2187 | 0.52119 | 0.52119 | 0.52119 | 0.52119 | 0.22984 | 0.20829 | 0.32855 | 0.30249
2012-04-26 14:00 | 0.2913 | 0.31085 | 0.19399 | 0.21729 | 0.52119 | 0.52119 | 0.52119 | 0.52119 | 0.22989 | 0.21034 | 0.3272 | 0.30389
2012-04-26 15:00 | 0.28848 | 0.30564 | 0.19518 | 0.2155 | 0.52119 | 0.52119 | 0.52119 | 0.52119 | 0.2327 | 0.21554 | 0.32601 | 0.30568
2012-04-26 16:00 | 0.28691 | 0.30431 | 0.1965 | 0.21439 | 0.52119 | 0.52119 | 0.52119 | 0.52119 | 0.23428 | 0.21688 | 0.32469 | 0.30679
2012-04-26 17:00 | 0.28153 | 0.2868 | 0.19794 | 0.21397 | 0.52119 | 0.52119 | 0.52119 | 0.52119 | 0.23966 | 0.23439 | 0.32324 | 0.30722
2012-04-26 18:00 | 0.2497 | 0.25638 | 0.1982 | 0.20936 | 0.52119 | 0.52119 | 0.52119 | 0.52119 | 0.27149 | 0.26481 | 0.32299 | 0.31183
2012-04-26 19:00 | 0.2271 | 0.20917 | 0.19348 | 0.2078 | 0.52119 | 0.52119 | 0.52119 | 0.52119 | 0.29409 | 0.31202 | 0.32771 | 0.31339
2012-04-26 20:00 | 0.21255 | 0.18644 | 0.19319 | 0.2105 | 0.52119 | 0.52119 | 0.52119 | 0.52119 | 0.30864 | 0.33475 | 0.328 | 0.31069
2012-04-26 21:00 | 0.20031 | 0.17693 | 0.1913 | 0.20984 | 0.52119 | 0.52119 | 0.52119 | 0.52119 | 0.32088 | 0.34426 | 0.32989 | 0.31135
2012-04-26 22:00 | 0.18905 | 0.14064 | 0.19018 | 0.20672 | 0.52119 | 0.52119 | 0.52119 | 0.52119 | 0.33213 | 0.38055 | 0.33101 | 0.31447
2012-04-26 23:00 | 0.18064 | 0.11023 | 0.18468 | 0.20539 | 0.52119 | 0.52119 | 0.52119 | 0.52119 | 0.34055 | 0.41095 | 0.33651 | 0.31579
2012-04-27 | 0.17737 | 0.10384 | 0.17884 | 0.20663 | 0.52119 | 0.52119 | 0.52119 | 0.52119 | 0.34382 | 0.41735 | 0.34235 | 0.31456
2012-04-27 01:00 | 0.17834 | 0.10205 | 0.17655 | 0.20753 | 0.52119 | 0.52119 | 0.52119 | 0.52119 | 0.34285 | 0.41913 | 0.34464 | 0.31366
2012-04-27 02:00 | 0.17564 | 0.10382 | 0.18008 | 0.20891 | 0.52119 | 0.52119 | 0.52119 | 0.52119 | 0.34555 | 0.41736 | 0.34111 | 0.31227
2012-04-27 03:00 | 0.187 | 0.1119 | 0.18421 | 0.21043 | 0.52119 | 0.52119 | 0.52119 | 0.52119 | 0.33418 | 0.40929 | 0.33698 | 0.31076
2012-04-27 04:00 | 0.20496 | 0.12618 | 0.18728 | 0.2137 | 0.52119 | 0.52119 | 0.52119 | 0.52119 | 0.31623 | 0.39501 | 0.33391 | 0.30748
2012-04-27 05:00 | 0.23048 | 0.147 | 0.18906 | 0.21871 | 0.52119 | 0.52119 | 0.52119 | 0.52119 | 0.2907 | 0.37419 | 0.33213 | 0.30248
2012-04-27 06:00 | 0.26925 | 0.23187 | 0.1938 | 0.2229 | 0.52119 | 0.52119 | 0.52119 | 0.52119 | 0.25194 | 0.28932 | 0.32738 | 0.29828
2012-04-27 07:00 | 0.29042 | 0.30214 | 0.19364 | 0.2253 | 0.52119 | 0.52119 | 0.52119 | 0.52119 | 0.23077 | 0.21905 | 0.32755 | 0.29588
2012-04-27 08:00 | 0.29973 | 0.32289 | 0.20084 | 0.22223 | 0.52119 | 0.52119 | 0.52119 | 0.52119 | 0.22146 | 0.1983 | 0.32035 | 0.29895
2012-04-27 09:00 | 0.29698 | 0.31875 | 0.19893 | 0.21976 | 0.52119 | 0.52119 | 0.52119 | 0.52119 | 0.22421 | 0.20244 | 0.32226 | 0.30143
2012-04-27 10:00 | 0.29511 | 0.31365 | 0.18967 | 0.21826 | 0.52119 | 0.52119 | 0.52119 | 0.52119 | 0.22608 | 0.20754 | 0.33152 | 0.30292
2012-04-27 11:00 | 0.29243 | 0.31169 | 0.18695 | 0.21567 | 0.52119 | 0.52119 | 0.52119 | 0.52119 | 0.22876 | 0.2095 | 0.33424 | 0.30552
2012-04-27 12:00 | 0.29286 | 0.30855 | 0.19015 | 0.21547 | 0.52119 | 0.52119 | 0.52119 | 0.52119 | 0.22833 | 0.21264 | 0.33103 | 0.30572
2012-04-27 13:00 | 0.29193 | 0.30744 | 0.19361 | 0.21915 | 0.52119 | 0.52119 | 0.52119 | 0.52119 | 0.22926 | 0.21375 | 0.32758 | 0.30204
2012-04-27 14:00 | 0.29073 | 0.30725 | 0.19466 | 0.21772 | 0.52119 | 0.52119 | 0.52119 | 0.52119 | 0.23046 | 0.21394 | 0.32652 | 0.30346
2012-04-27 15:00 | 0.28696 | 0.30178 | 0.19463 | 0.21258 | 0.52119 | 0.52119 | 0.52119 | 0.52119 | 0.23423 | 0.21941 | 0.32656 | 0.30861
2012-04-27 16:00 | 0.28708 | 0.30006 | 0.19795 | 0.21079 | 0.52119 | 0.52119 | 0.52119 | 0.52119 | 0.23411 | 0.22113 | 0.32324 | 0.3104
2012-04-27 17:00 | 0.28282 | 0.28376 | 0.19607 | 0.21114 | 0.52119 | 0.52119 | 0.52119 | 0.52119 | 0.23836 | 0.23743 | 0.32512 | 0.31005
2012-04-27 18:00 | 0.25049 | 0.2495 | 0.19877 | 0.21251 | 0.52119 | 0.52119 | 0.52119 | 0.52119 | 0.2707 | 0.27169 | 0.32242 | 0.30868
2012-04-27 19:00 | 0.2278 | 0.20335 | 0.2005 | 0.21006 | 0.52119 | 0.52119 | 0.52119 | 0.52119 | 0.29338 | 0.31783 | 0.32069 | 0.31112
2012-04-27 20:00 | 0.21281 | 0.18529 | 0.19768 | 0.21137 | 0.52119 | 0.52119 | 0.52119 | 0.52119 | 0.30838 | 0.3359 | 0.32351 | 0.30981
2012-04-27 21:00 | 0.19976 | 0.17647 | 0.19534 | 0.21073 | 0.52119 | 0.52119 | 0.52119 | 0.52119 | 0.32143 | 0.34472 | 0.32585 | 0.31046
2012-04-27 22:00 | 0.1886 | 0.14077 | 0.19099 | 0.20796 | 0.52119 | 0.52119 | 0.52119 | 0.52119 | 0.33259 | 0.38042 | 0.3302 | 0.31323
2012-04-27 23:00 | 0.1782 | 0.11066 | 0.17622 | 0.20359 | 0.52119 | 0.52119 | 0.52119 | 0.52119 | 0.34299 | 0.41053 | 0.34497 | 0.3176
2012-04-28 | 0.17674 | 0.10853 | 0.17721 | 0.20907 | 0.52119 | 0.52119 | 0.52119 | 0.52119 | 0.34445 | 0.41266 | 0.34397 | 0.31212
2012-04-28 01:00 | 0.17484 | 0.10374 | 0.17158 | 0.20423 | 0.52119 | 0.52119 | 0.52119 | 0.52119 | 0.34635 | 0.41745 | 0.34961 | 0.31696
2012-04-28 02:00 | 0.17765 | 0.1031 | 0.17775 | 0.20941 | 0.52119 | 0.52119 | 0.52119 | 0.52119 | 0.34354 | 0.41809 | 0.34343 | 0.31178
2012-04-28 03:00 | 0.17832 | 0.10463 | 0.17785 | 0.21284 | 0.52119 | 0.52119 | 0.52119 | 0.52119 | 0.34287 | 0.41656 | 0.34334 | 0.30835
2012-04-28 04:00 | 0.17896 | 0.10929 | 0.18442 | 0.21098 | 0.52119 | 0.52119 | 0.52119 | 0.52119 | 0.34223 | 0.4119 | 0.33677 | 0.3102
2012-04-28 05:00 | 0.18211 | 0.11244 | 0.18532 | 0.2095 | 0.52119 | 0.52119 | 0.52119 | 0.52119 | 0.33908 | 0.40875 | 0.33587 | 0.31168
2012-04-28 06:00 | 0.19743 | 0.12967 | 0.186 | 0.2142 | 0.52119 | 0.52119 | 0.52119 | 0.52119 | 0.32376 | 0.39152 | 0.33519 | 0.30699
2012-04-28 07:00 | 0.21029 | 0.16367 | 0.17757 | 0.21083 | 0.52119 | 0.52119 | 0.52119 | 0.52119 | 0.3109 | 0.35752 | 0.34361 | 0.31036
2012-04-28 08:00 | 0.23002 | 0.21146 | 0.1771 | 0.21717 | 0.52119 | 0.52119 | 0.52119 | 0.52119 | 0.29116 | 0.30973 | 0.34409 | 0.30402
2012-04-28 09:00 | 0.23841 | 0.23007 | 0.17465 | 0.21695 | 0.52119 | 0.52119 | 0.52119 | 0.52119 | 0.28277 | 0.29111 | 0.34654 | 0.30424
2012-04-28 10:00 | 0.24308 | 0.22703 | 0.17653 | 0.22543 | 0.52119 | 0.52119 | 0.52119 | 0.52119 | 0.27811 | 0.29416 | 0.34466 | 0.29576
2012-04-28 11:00 | 0.24204 | 0.22831 | 0.17951 | 0.22371 | 0.52119 | 0.52119 | 0.52119 | 0.52119 | 0.27915 | 0.29288 | 0.34168 | 0.29748
2012-04-28 12:00 | 0.23933 | 0.22565 | 0.1854 | 0.21851 | 0.52119 | 0.52119 | 0.52119 | 0.52119 | 0.28186 | 0.29554 | 0.33578 | 0.30268
2012-04-28 13:00 | 0.2411 | 0.21633 | 0.19029 | 0.2146 | 0.52119 | 0.52119 | 0.52119 | 0.52119 | 0.28008 | 0.30486 | 0.3309 | 0.30659
2012-04-28 14:00 | 0.23385 | 0.21073 | 0.18764 | 0.2106 | 0.52119 | 0.52119 | 0.52119 | 0.52119 | 0.28734 | 0.31046 | 0.33355 | 0.31059
2012-04-28 15:00 | 0.2276 | 0.18433 | 0.18698 | 0.21013 | 0.52119 | 0.52119 | 0.52119 | 0.52119 | 0.29359 | 0.33686 | 0.33421 | 0.31106
2012-04-28 16:00 | 0.22253 | 0.16944 | 0.18851 | 0.21069 | 0.52119 | 0.52119 | 0.52119 | 0.52119 | 0.29865 | 0.35175 | 0.33268 | 0.3105
2012-04-28 17:00 | 0.21451 | 0.16028 | 0.18894 | 0.20853 | 0.52119 | 0.52119 | 0.52119 | 0.52119 | 0.30668 | 0.36091 | 0.33225 | 0.31265
2012-04-28 18:00 | 0.20854 | 0.1532 | 0.19048 | 0.20338 | 0.52119 | 0.52119 | 0.52119 | 0.52119 | 0.31264 | 0.36799 | 0.33071 | 0.3178
2012-04-28 19:00 | 0.1991 | 0.14216 | 0.186 | 0.20288 | 0.52119 | 0.52119 | 0.52119 | 0.52119 | 0.32209 | 0.37903 | 0.33519 | 0.3183
2012-04-28 20:00 | 0.19747 | 0.13528 | 0.18542 | 0.20534 | 0.52119 | 0.52119 | 0.52119 | 0.52119 | 0.32371 | 0.38591 | 0.33576 | 0.31585
2012-04-28 21:00 | 0.19267 | 0.13089 | 0.18884 | 0.20492 | 0.52119 | 0.52119 | 0.52119 | 0.52119 | 0.32851 | 0.3903 | 0.33234 | 0.31627
2012-04-28 22:00 | 0.19045 | 0.12564 | 0.186 | 0.2065 | 0.52119 | 0.52119 | 0.52119 | 0.52119 | 0.33074 | 0.39555 | 0.33519 | 0.31469
2012-04-28 23:00 | 0.19045 | 0.11363 | 0.18594 | 0.20695 | 0.52119 | 0.52119 | 0.52119 | 0.52119 | 0.33073 | 0.40756 | 0.33525 | 0.31424
2012-04-29 | 0.17549 | 0.11032 | 0.17947 | 0.20851 | 0.52119 | 0.52119 | 0.52119 | 0.52119 | 0.3457 | 0.41087 | 0.34172 | 0.31268
2012-04-29 01:00 | 0.17449 | 0.1053 | 0.17844 | 0.20971 | 0.52119 | 0.52119 | 0.52119 | 0.52119 | 0.34669 | 0.41588 | 0.34275 | 0.31148
2012-04-29 02:00 | 0.17762 | 0.10451 | 0.17771 | 0.20834 | 0.52119 | 0.52119 | 0.52119 | 0.52119 | 0.34357 | 0.41668 | 0.34348 | 0.31285
2012-04-29 03:00 | 0.17861 | 0.10546 | 0.17884 | 0.20977 | 0.52119 | 0.52119 | 0.52119 | 0.52119 | 0.34258 | 0.41573 | 0.34234 | 0.31142
2012-04-29 04:00 | 0.1794 | 0.11008 | 0.18083 | 0.2091 | 0.52119 | 0.52119 | 0.52119 | 0.52119 | 0.34179 | 0.41111 | 0.34036 | 0.31209
2012-04-29 05:00 | 0.18283 | 0.1136 | 0.1887 | 0.21009 | 0.52119 | 0.52119 | 0.52119 | 0.52119 | 0.33836 | 0.40759 | 0.33249 | 0.3111
2012-04-29 06:00 | 0.19792 | 0.12934 | 0.19364 | 0.21315 | 0.52119 | 0.52119 | 0.52119 | 0.52119 | 0.32327 | 0.39185 | 0.32755 | 0.30804
2012-04-29 07:00 | 0.2111 | 0.16531 | 0.19135 | 0.21269 | 0.52119 | 0.52119 | 0.52119 | 0.52119 | 0.31009 | 0.35588 | 0.32984 | 0.3085
2012-04-29 08:00 | 0.22893 | 0.213 | 0.20052 | 0.21536 | 0.52119 | 0.52119 | 0.52119 | 0.52119 | 0.29226 | 0.30819 | 0.32067 | 0.30582
2012-04-29 09:00 | 0.23838 | 0.23542 | 0.19334 | 0.21879 | 0.52119 | 0.52119 | 0.52119 | 0.52119 | 0.28281 | 0.28577 | 0.32784 | 0.3024
2012-04-29 10:00 | 0.24334 | 0.23618 | 0.19078 | 0.21709 | 0.52119 | 0.52119 | 0.52119 | 0.52119 | 0.27785 | 0.28501 | 0.33041 | 0.3041
2012-04-29 11:00 | 0.24535 | 0.23736 | 0.18983 | 0.21847 | 0.52119 | 0.52119 | 0.52119 | 0.52119 | 0.27584 | 0.28382 | 0.33136 | 0.30272
2012-04-29 12:00 | 0.24511 | 0.23419 | 0.18658 | 0.21667 | 0.52119 | 0.52119 | 0.52119 | 0.52119 | 0.27608 | 0.28699 | 0.33461 | 0.30452
2012-04-29 13:00 | 0.24158 | 0.22429 | 0.19187 | 0.21315 | 0.52119 | 0.52119 | 0.52119 | 0.52119 | 0.2796 | 0.2969 | 0.32932 | 0.30804
2012-04-29 14:00 | 0.23466 | 0.21617 | 0.18386 | 0.20953 | 0.52119 | 0.52119 | 0.52119 | 0.52119 | 0.28653 | 0.30502 | 0.33733 | 0.31165
2012-04-29 15:00 | 0.22811 | 0.19061 | 0.1906 | 0.20874 | 0.52119 | 0.52119 | 0.52119 | 0.52119 | 0.29308 | 0.33058 | 0.33059 | 0.31245
2012-04-29 16:00 | 0.22265 | 0.17419 | 0.19099 | 0.20931 | 0.52119 | 0.52119 | 0.52119 | 0.52119 | 0.29854 | 0.34699 | 0.3302 | 0.31188
2012-04-29 17:00 | 0.21385 | 0.16069 | 0.18797 | 0.2077 | 0.52119 | 0.52119 | 0.52119 | 0.52119 | 0.30734 | 0.36049 | 0.33322 | 0.31349
2012-04-29 18:00 | 0.20841 | 0.153 | 0.18947 | 0.20283 | 0.52119 | 0.52119 | 0.52119 | 0.52119 | 0.31278 | 0.36819 | 0.33172 | 0.31836
2012-04-29 19:00 | 0.19888 | 0.14196 | 0.18632 | 0.20285 | 0.52119 | 0.52119 | 0.52119 | 0.52119 | 0.32231 | 0.37923 | 0.33487 | 0.31833
2012-04-29 20:00 | 0.19754 | 0.1352 | 0.18455 | 0.20554 | 0.52119 | 0.52119 | 0.52119 | 0.52119 | 0.32365 | 0.38599 | 0.33664 | 0.31564
2012-04-29 21:00 | 0.19277 | 0.13079 | 0.18816 | 0.20551 | 0.52119 | 0.52119 | 0.52119 | 0.52119 | 0.32842 | 0.3904 | 0.33302 | 0.31568
2012-04-29 22:00 | 0.19042 | 0.12562 | 0.18524 | 0.2068 | 0.52119 | 0.52119 | 0.52119 | 0.52119 | 0.33077 | 0.39557 | 0.33595 | 0.31439
2012-04-29 23:00 | 0.19043 | 0.11281 | 0.18509 | 0.20792 | 0.52119 | 0.52119 | 0.52119 | 0.52119 | 0.33076 | 0.40837 | 0.33609 | 0.31327
2012-04-30 | 0.17772 | 0.10371 | 0.18178 | 0.20678 | 0.52119 | 0.52119 | 0.52119 | 0.52119 | 0.34346 | 0.41748 | 0.33941 | 0.3144
2012-04-30 01:00 | 0.17878 | 0.10196 | 0.17995 | 0.20769 | 0.52119 | 0.52119 | 0.52119 | 0.52119 | 0.3424 | 0.41923 | 0.34124 | 0.3135
2012-04-30 02:00 | 0.17489 | 0.10383 | 0.18244 | 0.20897 | 0.52119 | 0.52119 | 0.52119 | 0.52119 | 0.3463 | 0.41736 | 0.33875 | 0.31222
2012-04-30 03:00 | 0.18553 | 0.11192 | 0.18717 | 0.21045 | 0.52119 | 0.52119 | 0.52119 | 0.52119 | 0.33566 | 0.40927 | 0.33401 | 0.31073
2012-04-30 04:00 | 0.20417 | 0.1264 | 0.1893 | 0.21365 | 0.52119 | 0.52119 | 0.52119 | 0.52119 | 0.31702 | 0.39479 | 0.33189 | 0.30754
2012-04-30 05:00 | 0.22918 | 0.14707 | 0.19178 | 0.21878 | 0.52119 | 0.52119 | 0.52119 | 0.52119 | 0.29201 | 0.37411 | 0.3294 | 0.30241
2012-04-30 06:00 | 0.26726 | 0.23137 | 0.19833 | 0.22247 | 0.52119 | 0.52119 | 0.52119 | 0.52119 | 0.25393 | 0.28982 | 0.32286 | 0.29872
2012-04-30 07:00 | 0.2898 | 0.30022 | 0.19887 | 0.22476 | 0.52119 | 0.52119 | 0.52119 | 0.52119 | 0.23139 | 0.22097 | 0.32231 | 0.29643
2012-04-30 08:00 | 0.29816 | 0.32572 | 0.1955 | 0.22571 | 0.52119 | 0.52119 | 0.52119 | 0.52119 | 0.22302 | 0.19547 | 0.32569 | 0.29548
2012-04-30 09:00 | 0.29561 | 0.32201 | 0.19148 | 0.22544 | 0.52119 | 0.52119 | 0.52119 | 0.52119 | 0.22557 | 0.19918 | 0.32971 | 0.29575
2012-04-30 10:00 | 0.29376 | 0.31558 | 0.18946 | 0.22569 | 0.52119 | 0.52119 | 0.52119 | 0.52119 | 0.22742 | 0.20561 | 0.33173 | 0.2955
2012-04-30 11:00 | 0.29152 | 0.3145 | 0.19008 | 0.22503 | 0.52119 | 0.52119 | 0.52119 | 0.52119 | 0.22967 | 0.20669 | 0.3311 | 0.29616
2012-04-30 12:00 | 0.29194 | 0.31092 | 0.18916 | 0.22144 | 0.52119 | 0.52119 | 0.52119 | 0.52119 | 0.22925 | 0.21027 | 0.33203 | 0.29974
2012-04-30 13:00 | 0.29099 | 0.31159 | 0.1901 | 0.21927 | 0.52119 | 0.52119 | 0.52119 | 0.52119 | 0.2302 | 0.2096 | 0.33109 | 0.30191
2012-04-30 14:00 | 0.2897 | 0.31174 | 0.19438 | 0.21815 | 0.52119 | 0.52119 | 0.52119 | 0.52119 | 0.23149 | 0.20945 | 0.32681 | 0.30304
2012-04-30 15:00 | 0.28703 | 0.30645 | 0.19494 | 0.21637 | 0.52119 | 0.52119 | 0.52119 | 0.52119 | 0.23416 | 0.21474 | 0.32625 | 0.30481
2012-04-30 16:00 | 0.28656 | 0.3048 | 0.19625 | 0.21516 | 0.52119 | 0.52119 | 0.52119 | 0.52119 | 0.23463 | 0.21639 | 0.32494 | 0.30602
2012-04-30 17:00 | 0.28211 | 0.28791 | 0.20106 | 0.21362 | 0.52119 | 0.52119 | 0.52119 | 0.52119 | 0.23908 | 0.23328 | 0.32013 | 0.30757
2012-04-30 18:00 | 0.24944 | 0.25424 | 0.2026 | 0.20971 | 0.52119 | 0.52119 | 0.52119 | 0.52119 | 0.27174 | 0.26695 | 0.31859 | 0.31148
2012-04-30 19:00 | 0.22705 | 0.20649 | 0.20215 | 0.20803 | 0.52119 | 0.52119 | 0.52119 | 0.52119 | 0.29414 | 0.31469 | 0.31903 | 0.31316
2012-04-30 20:00 | 0.21268 | 0.187 | 0.19988 | 0.20868 | 0.52119 | 0.52119 | 0.52119 | 0.52119 | 0.30851 | 0.33419 | 0.32131 | 0.31251
2012-04-30 21:00 | 0.2 | 0.17742 | 0.19673 | 0.20823 | 0.52119 | 0.52119 | 0.52119 | 0.52119 | 0.32118 | 0.34377 | 0.32446 | 0.31296
2012-04-30 22:00 | 0.1886 | 0.14131 | 0.19462 | 0.2054 | 0.52119 | 0.52119 | 0.52119 | 0.52119 | 0.33259 | 0.37988 | 0.32657 | 0.31578
2012-04-30 23:00 | 0.18038 | 0.11033 | 0.18858 | 0.20434 | 0.52119 | 0.52119 | 0.52119 | 0.52119 | 0.34081 | 0.41085 | 0.33261 | 0.31685
2012-05-01 | 0.17785 | 0.10386 | 0.17189 | 0.18291 | 0.52119 | 0.52119 | 0.52119 | 0.52119 | 0.34334 | 0.41732 | 0.3493 | 0.33827
2012-05-01 01:00 | 0.17845 | 0.102 | 0.17039 | 0.18352 | 0.52119 | 0.52119 | 0.52119 | 0.52119 | 0.34273 | 0.41919 | 0.3508 | 0.33767
2012-05-01 02:00 | 0.17267 | 0.10384 | 0.17331 | 0.18449 | 0.52119 | 0.52119 | 0.52119 | 0.52119 | 0.34852 | 0.41735 | 0.34788 | 0.3367
2012-05-01 03:00 | 0.18324 | 0.11193 | 0.17743 | 0.18565 | 0.52119 | 0.52119 | 0.52119 | 0.52119 | 0.33795 | 0.40926 | 0.34375 | 0.33554
2012-05-01 04:00 | 0.20186 | 0.12623 | 0.17936 | 0.18821 | 0.52119 | 0.52119 | 0.52119 | 0.52119 | 0.31933 | 0.39496 | 0.34183 | 0.33298
2012-05-01 05:00 | 0.22697 | 0.14727 | 0.18268 | 0.19278 | 0.52119 | 0.52119 | 0.52119 | 0.52119 | 0.29422 | 0.37391 | 0.33851 | 0.32841
2012-05-01 06:00 | 0.26382 | 0.23179 | 0.19149 | 0.19649 | 0.52119 | 0.52119 | 0.52119 | 0.52119 | 0.25737 | 0.2894 | 0.3297 | 0.3247
2012-05-01 07:00 | 0.29082 | 0.30022 | 0.19122 | 0.20035 | 0.52119 | 0.52119 | 0.52119 | 0.52119 | 0.23037 | 0.22097 | 0.32997 | 0.32084
2012-05-01 08:00 | 0.2972 | 0.32528 | 0.19053 | 0.20101 | 0.52119 | 0.52119 | 0.52119 | 0.52119 | 0.22398 | 0.1959 | 0.33066 | 0.32017
2012-05-01 09:00 | 0.2932 | 0.3164 | 0.18798 | 0.20178 | 0.52119 | 0.52119 | 0.52119 | 0.52119 | 0.22799 | 0.20479 | 0.33321 | 0.31941
2012-05-01 10:00 | 0.29151 | 0.31173 | 0.18631 | 0.20086 | 0.52119 | 0.52119 | 0.52119 | 0.52119 | 0.22968 | 0.20946 | 0.33488 | 0.32033
2012-05-01 11:00 | 0.28972 | 0.314 | 0.18691 | 0.19871 | 0.52119 | 0.52119 | 0.52119 | 0.52119 | 0.23146 | 0.20718 | 0.33428 | 0.32248
2012-05-01 12:00 | 0.29229 | 0.31087 | 0.18743 | 0.19606 | 0.52119 | 0.52119 | 0.52119 | 0.52119 | 0.22889 | 0.21032 | 0.33376 | 0.32513
2012-05-01 13:00 | 0.2919 | 0.31065 | 0.18452 | 0.19475 | 0.52119 | 0.52119 | 0.52119 | 0.52119 | 0.22929 | 0.21053 | 0.33667 | 0.32644
2012-05-01 14:00 | 0.29091 | 0.31072 | 0.1854 | 0.19392 | 0.52119 | 0.52119 | 0.52119 | 0.52119 | 0.23028 | 0.21047 | 0.33579 | 0.32726
2012-05-01 15:00 | 0.28806 | 0.30556 | 0.18697 | 0.1921 | 0.52119 | 0.52119 | 0.52119 | 0.52119 | 0.23312 | 0.21563 | 0.33422 | 0.32909
2012-05-01 16:00 | 0.28672 | 0.30419 | 0.18634 | 0.191 | 0.52119 | 0.52119 | 0.52119 | 0.52119 | 0.23447 | 0.217 | 0.33485 | 0.33019
2012-05-01 17:00 | 0.28311 | 0.28776 | 0.19079 | 0.18979 | 0.52119 | 0.52119 | 0.52119 | 0.52119 | 0.23808 | 0.23343 | 0.3304 | 0.33139
2012-05-01 18:00 | 0.24916 | 0.25422 | 0.19189 | 0.18529 | 0.52119 | 0.52119 | 0.52119 | 0.52119 | 0.27202 | 0.26697 | 0.32929 | 0.3359
2012-05-01 19:00 | 0.22721 | 0.2074 | 0.19151 | 0.18361 | 0.52119 | 0.52119 | 0.52119 | 0.52119 | 0.29398 | 0.31379 | 0.32968 | 0.33758
2012-05-01 20:00 | 0.21329 | 0.18686 | 0.19044 | 0.18404 | 0.52119 | 0.52119 | 0.52119 | 0.52119 | 0.3079 | 0.33433 | 0.33075 | 0.33715
2012-05-01 21:00 | 0.20123 | 0.17708 | 0.18625 | 0.18356 | 0.52119 | 0.52119 | 0.52119 | 0.52119 | 0.31996 | 0.34411 | 0.33494 | 0.33763
2012-05-01 22:00 | 0.18926 | 0.14073 | 0.18448 | 0.1805 | 0.52119 | 0.52119 | 0.52119 | 0.52119 | 0.33193 | 0.38046 | 0.33671 | 0.34069
2012-05-01 23:00 | 0.18047 | 0.11 | 0.17892 | 0.1798 | 0.52119 | 0.52119 | 0.52119 | 0.52119 | 0.34072 | 0.41119 | 0.34226 | 0.34139
2012-05-02 | 0.17757 | 0.10362 | 0.17228 | 0.18238 | 0.52119 | 0.52119 | 0.52119 | 0.52119 | 0.34362 | 0.41757 | 0.3489 | 0.33881
2012-05-02 01:00 | 0.17785 | 0.10184 | 0.17155 | 0.18322 | 0.52119 | 0.52119 | 0.52119 | 0.52119 | 0.34334 | 0.41934 | 0.34963 | 0.33797
2012-05-02 02:00 | 0.17497 | 0.10373 | 0.17462 | 0.1839 | 0.52119 | 0.52119 | 0.52119 | 0.52119 | 0.34622 | 0.41746 | 0.34657 | 0.33729
2012-05-02 03:00 | 0.1866 | 0.11187 | 0.17885 | 0.18507 | 0.52119 | 0.52119 | 0.52119 | 0.52119 | 0.33458 | 0.40932 | 0.34234 | 0.33612
2012-05-02 04:00 | 0.20464 | 0.12609 | 0.18083 | 0.18852 | 0.52119 | 0.52119 | 0.52119 | 0.52119 | 0.31655 | 0.3951 | 0.34036 | 0.33267
2012-05-02 05:00 | 0.22976 | 0.14708 | 0.18472 | 0.19326 | 0.52119 | 0.52119 | 0.52119 | 0.52119 | 0.29143 | 0.37411 | 0.33647 | 0.32793
2012-05-02 06:00 | 0.26719 | 0.23105 | 0.1923 | 0.19713 | 0.52119 | 0.52119 | 0.52119 | 0.52119 | 0.254 | 0.29014 | 0.32888 | 0.32406
2012-05-02 07:00 | 0.29152 | 0.30305 | 0.19176 | 0.2001 | 0.52119 | 0.52119 | 0.52119 | 0.52119 | 0.22966 | 0.21813 | 0.32943 | 0.32109
2012-05-02 08:00 | 0.29763 | 0.32507 | 0.19075 | 0.20139 | 0.52119 | 0.52119 | 0.52119 | 0.52119 | 0.22356 | 0.19612 | 0.33044 | 0.3198
2012-05-02 09:00 | 0.29812 | 0.32492 | 0.19055 | 0.20148 | 0.52119 | 0.52119 | 0.52119 | 0.52119 | 0.22307 | 0.19627 | 0.33064 | 0.31971
2012-05-02 10:00 | 0.29648 | 0.31885 | 0.18837 | 0.20007 | 0.52119 | 0.52119 | 0.52119 | 0.52119 | 0.2247 | 0.20234 | 0.33282 | 0.32112
2012-05-02 11:00 | 0.29409 | 0.31536 | 0.18895 | 0.19858 | 0.52119 | 0.52119 | 0.52119 | 0.52119 | 0.22709 | 0.20582 | 0.33223 | 0.3226
2012-05-02 12:00 | 0.29273 | 0.31153 | 0.18863 | 0.19578 | 0.52119 | 0.52119 | 0.52119 | 0.52119 | 0.22846 | 0.20966 | 0.33256 | 0.32541
2012-05-02 13:00 | 0.29219 | 0.31044 | 0.18853 | 0.19438 | 0.52119 | 0.52119 | 0.52119 | 0.52119 | 0.229 | 0.21075 | 0.33266 | 0.3268
2012-05-02 14:00 | 0.2925 | 0.3086 | 0.18821 | 0.19345 | 0.52119 | 0.52119 | 0.52119 | 0.52119 | 0.22869 | 0.21259 | 0.33298 | 0.32774
2012-05-02 15:00 | 0.28993 | 0.30327 | 0.18867 | 0.18976 | 0.52119 | 0.52119 | 0.52119 | 0.52119 | 0.23126 | 0.21792 | 0.33251 | 0.33143
2012-05-02 16:00 | 0.28849 | 0.30242 | 0.18987 | 0.18861 | 0.52119 | 0.52119 | 0.52119 | 0.52119 | 0.23269 | 0.21877 | 0.33132 | 0.33258
2012-05-02 17:00 | 0.28272 | 0.28609 | 0.19196 | 0.18929 | 0.52119 | 0.52119 | 0.52119 | 0.52119 | 0.23847 | 0.23509 | 0.32923 | 0.3319
2012-05-02 18:00 | 0.24996 | 0.25465 | 0.19189 | 0.18535 | 0.52119 | 0.52119 | 0.52119 | 0.52119 | 0.27123 | 0.26654 | 0.3293 | 0.33584
2012-05-02 19:00 | 0.22769 | 0.20772 | 0.19176 | 0.1842 | 0.52119 | 0.52119 | 0.52119 | 0.52119 | 0.2935 | 0.31347 | 0.32943 | 0.33699
2012-05-02 20:00 | 0.21353 | 0.18649 | 0.19088 | 0.18568 | 0.52119 | 0.52119 | 0.52119 | 0.52119 | 0.30766 | 0.3347 | 0.33031 | 0.33551
2012-05-02 21:00 | 0.20129 | 0.17682 | 0.18684 | 0.18504 | 0.52119 | 0.52119 | 0.52119 | 0.52119 | 0.3199 | 0.34437 | 0.33435 | 0.33615
2012-05-02 22:00 | 0.18947 | 0.14058 | 0.18536 | 0.18178 | 0.52119 | 0.52119 | 0.52119 | 0.52119 | 0.33171 | 0.38061 | 0.33583 | 0.33941
2012-05-02 23:00 | 0.18048 | 0.11001 | 0.17929 | 0.18064 | 0.52119 | 0.52119 | 0.52119 | 0.52119 | 0.34071 | 0.41117 | 0.3419 | 0.34054
2012-05-03 | 0.17768 | 0.10356 | 0.17275 | 0.18265 | 0.52119 | 0.52119 | 0.52119 | 0.52119 | 0.34351 | 0.41763 | 0.34844 | 0.33854
2012-05-03 01:00 | 0.1777 | 0.10171 | 0.17241 | 0.18371 | 0.52119 | 0.52119 | 0.52119 | 0.52119 | 0.34348 | 0.41947 | 0.34878 | 0.33748
2012-05-03 02:00 | 0.17542 | 0.10368 | 0.17565 | 0.18447 | 0.52119 | 0.52119 | 0.52119 | 0.52119 | 0.34577 | 0.41751 | 0.34554 | 0.33671
2012-05-03 03:00 | 0.18687 | 0.11173 | 0.18047 | 0.18598 | 0.52119 | 0.52119 | 0.52119 | 0.52119 | 0.33432 | 0.40946 | 0.34072 | 0.33521
2012-05-03 04:00 | 0.20478 | 0.12598 | 0.18275 | 0.18931 | 0.52119 | 0.52119 | 0.52119 | 0.52119 | 0.3164 | 0.39521 | 0.33844 | 0.33188
2012-05-03 05:00 | 0.22989 | 0.1469 | 0.18606 | 0.19476 | 0.52119 | 0.52119 | 0.52119 | 0.52119 | 0.2913 | 0.37429 | 0.33513 | 0.32642
2012-05-03 06:00 | 0.26694 | 0.23056 | 0.19234 | 0.19832 | 0.52119 | 0.52119 | 0.52119 | 0.52119 | 0.25425 | 0.29063 | 0.32885 | 0.32287
2012-05-03 07:00 | 0.29167 | 0.30195 | 0.19245 | 0.2013 | 0.52119 | 0.52119 | 0.52119 | 0.52119 | 0.22952 | 0.21923 | 0.32874 | 0.31988
2012-05-03 08:00 | 0.29874 | 0.32444 | 0.1913 | 0.20202 | 0.52119 | 0.52119 | 0.52119 | 0.52119 | 0.22244 | 0.19675 | 0.32989 | 0.31916
2012-05-03 09:00 | 0.29845 | 0.32322 | 0.19049 | 0.201 | 0.52119 | 0.52119 | 0.52119 | 0.52119 | 0.22274 | 0.19797 | 0.33069 | 0.32019
2012-05-03 10:00 | 0.29714 | 0.31796 | 0.18784 | 0.19978 | 0.52119 | 0.52119 | 0.52119 | 0.52119 | 0.22405 | 0.20323 | 0.33335 | 0.32141
2012-05-03 11:00 | 0.29533 | 0.31453 | 0.18805 | 0.19745 | 0.52119 | 0.52119 | 0.52119 | 0.52119 | 0.22586 | 0.20666 | 0.33314 | 0.32374
2012-05-03 12:00 | 0.29382 | 0.31083 | 0.18799 | 0.19561 | 0.52119 | 0.52119 | 0.52119 | 0.52119 | 0.22737 | 0.21036 | 0.3332 | 0.32558
2012-05-03 13:00 | 0.2931 | 0.31062 | 0.18733 | 0.19453 | 0.52119 | 0.52119 | 0.52119 | 0.52119 | 0.22809 | 0.21057 | 0.33386 | 0.32666
2012-05-03 14:00 | 0.29347 | 0.30986 | 0.18758 | 0.1936 | 0.52119 | 0.52119 | 0.52119 | 0.52119 | 0.22772 | 0.21132 | 0.33361 | 0.32759
2012-05-03 15:00 | 0.29111 | 0.30552 | 0.18903 | 0.1919 | 0.52119 | 0.52119 | 0.52119 | 0.52119 | 0.23008 | 0.21567 | 0.33216 | 0.32929
2012-05-03 16:00 | 0.28937 | 0.30422 | 0.18969 | 0.19051 | 0.52119 | 0.52119 | 0.52119 | 0.52119 | 0.23182 | 0.21696 | 0.3315 | 0.33068
2012-05-03 17:00 | 0.28312 | 0.2878 | 0.19321 | 0.18941 | 0.52119 | 0.52119 | 0.52119 | 0.52119 | 0.23807 | 0.23338 | 0.32798 | 0.33177
2012-05-03 18:00 | 0.25058 | 0.25574 | 0.19223 | 0.18516 | 0.52119 | 0.52119 | 0.52119 | 0.52119 | 0.27061 | 0.26545 | 0.32896 | 0.33603
2012-05-03 19:00 | 0.22813 | 0.20852 | 0.19183 | 0.18398 | 0.52119 | 0.52119 | 0.52119 | 0.52119 | 0.29305 | 0.31266 | 0.32936 | 0.33721
2012-05-03 20:00 | 0.21366 | 0.18714 | 0.19077 | 0.18496 | 0.52119 | 0.52119 | 0.52119 | 0.52119 | 0.30752 | 0.33405 | 0.33042 | 0.33622
2012-05-03 21:00 | 0.20119 | 0.17727 | 0.18666 | 0.18447 | 0.52119 | 0.52119 | 0.52119 | 0.52119 | 0.32 | 0.34392 | 0.33453 | 0.33672
2012-05-03 22:00 | 0.18947 | 0.14099 | 0.18533 | 0.18175 | 0.52119 | 0.52119 | 0.52119 | 0.52119 | 0.33172 | 0.3802 | 0.33586 | 0.33943
2012-05-03 23:00 | 0.17916 | 0.11034 | 0.17937 | 0.18111 | 0.52119 | 0.52119 | 0.52119 | 0.52119 | 0.34203 | 0.41085 | 0.34181 | 0.34008
2012-05-04 | 0.17783 | 0.10393 | 0.17288 | 0.18278 | 0.52119 | 0.52119 | 0.52119 | 0.52119 | 0.34335 | 0.41725 | 0.3483 | 0.33841
2012-05-04 01:00 | 0.17881 | 0.10208 | 0.17181 | 0.18366 | 0.52119 | 0.52119 | 0.52119 | 0.52119 | 0.34238 | 0.41911 | 0.34937 | 0.33752
2012-05-04 02:00 | 0.17562 | 0.10388 | 0.1744 | 0.18429 | 0.52119 | 0.52119 | 0.52119 | 0.52119 | 0.34557 | 0.41731 | 0.34679 | 0.3369
2012-05-04 03:00 | 0.18673 | 0.11198 | 0.17926 | 0.18546 | 0.52119 | 0.52119 | 0.52119 | 0.52119 | 0.33446 | 0.40921 | 0.34193 | 0.33573
2012-05-04 04:00 | 0.20514 | 0.12642 | 0.18117 | 0.18875 | 0.52119 | 0.52119 | 0.52119 | 0.52119 | 0.31605 | 0.39477 | 0.34002 | 0.33244
2012-05-04 05:00 | 0.23013 | 0.14707 | 0.18484 | 0.19369 | 0.52119 | 0.52119 | 0.52119 | 0.52119 | 0.29106 | 0.37412 | 0.33634 | 0.3275
2012-05-04 06:00 | 0.2672 | 0.23207 | 0.19223 | 0.19793 | 0.52119 | 0.52119 | 0.52119 | 0.52119 | 0.25398 | 0.28911 | 0.32895 | 0.32326
2012-05-04 07:00 | 0.2917 | 0.30172 | 0.1922 | 0.20112 | 0.52119 | 0.52119 | 0.52119 | 0.52119 | 0.22949 | 0.21946 | 0.32898 | 0.32007
2012-05-04 08:00 | 0.29955 | 0.32586 | 0.19148 | 0.20243 | 0.52119 | 0.52119 | 0.52119 | 0.52119 | 0.22163 | 0.19533 | 0.32971 | 0.31876
2012-05-04 09:00 | 0.29755 | 0.3209 | 0.19047 | 0.20124 | 0.52119 | 0.52119 | 0.52119 | 0.52119 | 0.22364 | 0.20029 | 0.33072 | 0.31995
2012-05-04 10:00 | 0.2961 | 0.31619 | 0.18798 | 0.20049 | 0.52119 | 0.52119 | 0.52119 | 0.52119 | 0.22509 | 0.205 | 0.33321 | 0.32069
2012-05-04 11:00 | 0.29354 | 0.31572 | 0.18917 | 0.19896 | 0.52119 | 0.52119 | 0.52119 | 0.52119 | 0.22765 | 0.20547 | 0.33202 | 0.32223
2012-05-04 12:00 | 0.29218 | 0.31224 | 0.18896 | 0.19613 | 0.52119 | 0.52119 | 0.52119 | 0.52119 | 0.229 | 0.20895 | 0.33223 | 0.32506
2012-05-04 13:00 | 0.29153 | 0.31311 | 0.19022 | 0.19469 | 0.52119 | 0.52119 | 0.52119 | 0.52119 | 0.22966 | 0.20808 | 0.33097 | 0.3265
2012-05-04 14:00 | 0.29223 | 0.31109 | 0.18937 | 0.19347 | 0.52119 | 0.52119 | 0.52119 | 0.52119 | 0.22896 | 0.2101 | 0.33182 | 0.32772
2012-05-04 15:00 | 0.28966 | 0.3059 | 0.19109 | 0.19147 | 0.52119 | 0.52119 | 0.52119 | 0.52119 | 0.23153 | 0.21529 | 0.3301 | 0.32972
2012-05-04 16:00 | 0.28709 | 0.30468 | 0.19122 | 0.19024 | 0.52119 | 0.52119 | 0.52119 | 0.52119 | 0.2341 | 0.21651 | 0.32996 | 0.33095
2012-05-04 17:00 | 0.28165 | 0.28779 | 0.19415 | 0.1893 | 0.52119 | 0.52119 | 0.52119 | 0.52119 | 0.23954 | 0.23339 | 0.32704 | 0.33189
2012-05-04 18:00 | 0.25062 | 0.25658 | 0.19231 | 0.18507 | 0.52119 | 0.52119 | 0.52119 | 0.52119 | 0.27057 | 0.26461 | 0.32888 | 0.33611
2012-05-04 19:00 | 0.22802 | 0.20962 | 0.19193 | 0.18388 | 0.52119 | 0.52119 | 0.52119 | 0.52119 | 0.29316 | 0.31157 | 0.32925 | 0.33731
2012-05-04 20:00 | 0.2133 | 0.18717 | 0.19102 | 0.18519 | 0.52119 | 0.52119 | 0.52119 | 0.52119 | 0.30788 | 0.33402 | 0.33017 | 0.336
2012-05-04 21:00 | 0.20108 | 0.17727 | 0.18693 | 0.1849 | 0.52119 | 0.52119 | 0.52119 | 0.52119 | 0.32011 | 0.34392 | 0.33426 | 0.33629
2012-05-04 22:00 | 0.18905 | 0.14102 | 0.18547 | 0.18174 | 0.52119 | 0.52119 | 0.52119 | 0.52119 | 0.33213 | 0.38017 | 0.33572 | 0.33945
2012-05-04 23:00 | 0.17842 | 0.11055 | 0.17945 | 0.1809 | 0.52119 | 0.52119 | 0.52119 | 0.52119 | 0.34277 | 0.41064 | 0.34174 | 0.34029
2012-05-05 | 0.17512 | 0.10945 | 0.17416 | 0.18608 | 0.52119 | 0.52119 | 0.52119 | 0.52119 | 0.34606 | 0.41174 | 0.34703 | 0.3351
2012-05-05 01:00 | 0.1742 | 0.10458 | 0.17331 | 0.18545 | 0.52119 | 0.52119 | 0.52119 | 0.52119 | 0.34699 | 0.41661 | 0.34788 | 0.33574
2012-05-05 02:00 | 0.1754 | 0.10381 | 0.17274 | 0.18347 | 0.52119 | 0.52119 | 0.52119 | 0.52119 | 0.34578 | 0.41738 | 0.34845 | 0.33772
2012-05-05 03:00 | 0.17659 | 0.10568 | 0.17322 | 0.18429 | 0.52119 | 0.52119 | 0.52119 | 0.52119 | 0.3446 | 0.41551 | 0.34796 | 0.3369
2012-05-05 04:00 | 0.17684 | 0.11038 | 0.17301 | 0.18336 | 0.52119 | 0.52119 | 0.52119 | 0.52119 | 0.34435 | 0.41081 | 0.34818 | 0.33783
2012-05-05 05:00 | 0.17952 | 0.11364 | 0.17709 | 0.18332 | 0.52119 | 0.52119 | 0.52119 | 0.52119 | 0.34167 | 0.40755 | 0.3441 | 0.33787
2012-05-05 06:00 | 0.19597 | 0.12919 | 0.17908 | 0.18747 | 0.52119 | 0.52119 | 0.52119 | 0.52119 | 0.32521 | 0.392 | 0.34211 | 0.33371
2012-05-05 07:00 | 0.20775 | 0.16531 | 0.18325 | 0.18743 | 0.52119 | 0.52119 | 0.52119 | 0.52119 | 0.31344 | 0.35588 | 0.33794 | 0.33375
2012-05-05 08:00 | 0.22905 | 0.21301 | 0.18463 | 0.19047 | 0.52119 | 0.52119 | 0.52119 | 0.52119 | 0.29214 | 0.30818 | 0.33656 | 0.33072
2012-05-05 09:00 | 0.23237 | 0.22687 | 0.18362 | 0.1942 | 0.52119 | 0.52119 | 0.52119 | 0.52119 | 0.28882 | 0.29432 | 0.33757 | 0.32698
2012-05-05 10:00 | 0.2394 | 0.22581 | 0.18217 | 0.19208 | 0.52119 | 0.52119 | 0.52119 | 0.52119 | 0.28179 | 0.29538 | 0.33902 | 0.32911
2012-05-05 11:00 | 0.24045 | 0.23236 | 0.18186 | 0.19369 | 0.52119 | 0.52119 | 0.52119 | 0.52119 | 0.28074 | 0.28883 | 0.33933 | 0.32749
2012-05-05 12:00 | 0.23834 | 0.22924 | 0.18053 | 0.19239 | 0.52119 | 0.52119 | 0.52119 | 0.52119 | 0.28285 | 0.29194 | 0.34066 | 0.3288
2012-05-05 13:00 | 0.23383 | 0.21877 | 0.18227 | 0.18964 | 0.52119 | 0.52119 | 0.52119 | 0.52119 | 0.28736 | 0.30242 | 0.33892 | 0.33155
2012-05-05 14:00 | 0.23332 | 0.21194 | 0.17916 | 0.18644 | 0.52119 | 0.52119 | 0.52119 | 0.52119 | 0.28787 | 0.30925 | 0.34203 | 0.33474
2012-05-05 15:00 | 0.22694 | 0.18455 | 0.18069 | 0.19165 | 0.52119 | 0.52119 | 0.52119 | 0.52119 | 0.29425 | 0.33664 | 0.3405 | 0.32954
2012-05-05 16:00 | 0.22167 | 0.16912 | 0.18022 | 0.18721 | 0.52119 | 0.52119 | 0.52119 | 0.52119 | 0.29952 | 0.35207 | 0.34097 | 0.33397
2012-05-05 17:00 | 0.21382 | 0.15968 | 0.17852 | 0.18435 | 0.52119 | 0.52119 | 0.52119 | 0.52119 | 0.30737 | 0.36151 | 0.34267 | 0.33683
2012-05-05 18:00 | 0.20895 | 0.15309 | 0.18099 | 0.17915 | 0.52119 | 0.52119 | 0.52119 | 0.52119 | 0.31224 | 0.3681 | 0.3402 | 0.34204
2012-05-05 19:00 | 0.19864 | 0.14211 | 0.18035 | 0.17912 | 0.52119 | 0.52119 | 0.52119 | 0.52119 | 0.32255 | 0.37908 | 0.34084 | 0.34207
2012-05-05 20:00 | 0.19707 | 0.13524 | 0.17955 | 0.18186 | 0.52119 | 0.52119 | 0.52119 | 0.52119 | 0.32412 | 0.38595 | 0.34163 | 0.33933
2012-05-05 21:00 | 0.19333 | 0.13099 | 0.1834 | 0.17943 | 0.52119 | 0.52119 | 0.52119 | 0.52119 | 0.32786 | 0.3902 | 0.33778 | 0.34176
2012-05-05 22:00 | 0.18992 | 0.1258 | 0.18055 | 0.18274 | 0.52119 | 0.52119 | 0.52119 | 0.52119 | 0.33127 | 0.39539 | 0.34063 | 0.33845
2012-05-05 23:00 | 0.19018 | 0.11201 | 0.17978 | 0.18242 | 0.52119 | 0.52119 | 0.52119 | 0.52119 | 0.33101 | 0.40918 | 0.34141 | 0.33877
2012-05-06 | 0.17622 | 0.10944 | 0.17353 | 0.18552 | 0.52119 | 0.52119 | 0.52119 | 0.52119 | 0.34497 | 0.41175 | 0.34766 | 0.33567
2012-05-06 01:00 | 0.17422 | 0.10455 | 0.17276 | 0.1853 | 0.52119 | 0.52119 | 0.52119 | 0.52119 | 0.34697 | 0.41663 | 0.34843 | 0.33589
2012-05-06 02:00 | 0.17577 | 0.10386 | 0.17216 | 0.18377 | 0.52119 | 0.52119 | 0.52119 | 0.52119 | 0.34542 | 0.41733 | 0.34903 | 0.33742
2012-05-06 03:00 | 0.17662 | 0.10555 | 0.17268 | 0.18468 | 0.52119 | 0.52119 | 0.52119 | 0.52119 | 0.34457 | 0.41564 | 0.34851 | 0.33651
2012-05-06 04:00 | 0.17706 | 0.11015 | 0.17317 | 0.18393 | 0.52119 | 0.52119 | 0.52119 | 0.52119 | 0.34413 | 0.41104 | 0.34802 | 0.33726
2012-05-06 05:00 | 0.17957 | 0.11354 | 0.17729 | 0.1834 | 0.52119 | 0.52119 | 0.52119 | 0.52119 | 0.34162 | 0.40765 | 0.3439 | 0.33779
2012-05-06 06:00 | 0.19644 | 0.12913 | 0.17976 | 0.18812 | 0.52119 | 0.52119 | 0.52119 | 0.52119 | 0.32475 | 0.39206 | 0.34143 | 0.33307
2012-05-06 07:00 | 0.20798 | 0.16503 | 0.18375 | 0.18833 | 0.52119 | 0.52119 | 0.52119 | 0.52119 | 0.31321 | 0.35616 | 0.33744 | 0.33286
2012-05-06 08:00 | 0.22914 | 0.21231 | 0.1866 | 0.19189 | 0.52119 | 0.52119 | 0.52119 | 0.52119 | 0.29204 | 0.30888 | 0.33458 | 0.3293
2012-05-06 09:00 | 0.23248 | 0.22419 | 0.18461 | 0.19139 | 0.52119 | 0.52119 | 0.52119 | 0.52119 | 0.28871 | 0.297 | 0.33658 | 0.32979
2012-05-06 10:00 | 0.23958 | 0.22434 | 0.18128 | 0.19338 | 0.52119 | 0.52119 | 0.52119 | 0.52119 | 0.2816 | 0.29685 | 0.33991 | 0.32781
2012-05-06 11:00 | 0.24095 | 0.23092 | 0.18347 | 0.19598 | 0.52119 | 0.52119 | 0.52119 | 0.52119 | 0.28024 | 0.29027 | 0.33772 | 0.32521
2012-05-06 12:00 | 0.23845 | 0.23008 | 0.1833 | 0.19341 | 0.52119 | 0.52119 | 0.52119 | 0.52119 | 0.28273 | 0.29111 | 0.33789 | 0.32778
2012-05-06 13:00 | 0.23355 | 0.21921 | 0.18402 | 0.18983 | 0.52119 | 0.52119 | 0.52119 | 0.52119 | 0.28764 | 0.30198 | 0.33717 | 0.33136
2012-05-06 14:00 | 0.23306 | 0.21332 | 0.18402 | 0.18636 | 0.52119 | 0.52119 | 0.52119 | 0.52119 | 0.28812 | 0.30787 | 0.33717 | 0.33482
2012-05-06 15:00 | 0.22708 | 0.18677 | 0.18361 | 0.18776 | 0.52119 | 0.52119 | 0.52119 | 0.52119 | 0.29411 | 0.33442 | 0.33757 | 0.33343
2012-05-06 16:00 | 0.22162 | 0.17132 | 0.18309 | 0.18567 | 0.52119 | 0.52119 | 0.52119 | 0.52119 | 0.29957 | 0.34986 | 0.3381 | 0.33552
2012-05-06 17:00 | 0.21394 | 0.15932 | 0.18465 | 0.18243 | 0.52119 | 0.52119 | 0.52119 | 0.52119 | 0.30725 | 0.36187 | 0.33654 | 0.33876
2012-05-06 18:00 | 0.20892 | 0.15161 | 0.18465 | 0.17814 | 0.52119 | 0.52119 | 0.52119 | 0.52119 | 0.31227 | 0.36958 | 0.33654 | 0.34305
2012-05-06 19:00 | 0.19833 | 0.14103 | 0.18306 | 0.17728 | 0.52119 | 0.52119 | 0.52119 | 0.52119 | 0.32285 | 0.38016 | 0.33813 | 0.34391
2012-05-06 20:00 | 0.19701 | 0.13446 | 0.18195 | 0.18003 | 0.52119 | 0.52119 | 0.52119 | 0.52119 | 0.32418 | 0.38673 | 0.33924 | 0.34116
2012-05-06 21:00 | 0.19376 | 0.13036 | 0.18415 | 0.18263 | 0.52119 | 0.52119 | 0.52119 | 0.52119 | 0.32743 | 0.39083 | 0.33704 | 0.33855
2012-05-06 22:00 | 0.19035 | 0.12512 | 0.18237 | 0.18199 | 0.52119 | 0.52119 | 0.52119 | 0.52119 | 0.33084 | 0.39606 | 0.33881 | 0.3392
2012-05-06 23:00 | 0.1904 | 0.11165 | 0.18161 | 0.18302 | 0.52119 | 0.52119 | 0.52119 | 0.52119 | 0.33079 | 0.40954 | 0.33958 | 0.33816
2012-05-07 | 0.17765 | 0.10357 | 0.17337 | 0.18242 | 0.52119 | 0.52119 | 0.52119 | 0.52119 | 0.34354 | 0.41762 | 0.34782 | 0.33877
2012-05-07 01:00 | 0.17785 | 0.10184 | 0.17367 | 0.18327 | 0.52119 | 0.52119 | 0.52119 | 0.52119 | 0.34334 | 0.41934 | 0.34752 | 0.33792
2012-05-07 02:00 | 0.17235 | 0.10374 | 0.17677 | 0.18473 | 0.52119 | 0.52119 | 0.52119 | 0.52119 | 0.34884 | 0.41745 | 0.34442 | 0.33646
2012-05-07 03:00 | 0.18353 | 0.11183 | 0.18206 | 0.18596 | 0.52119 | 0.52119 | 0.52119 | 0.52119 | 0.33765 | 0.40936 | 0.33913 | 0.33523
2012-05-07 04:00 | 0.20159 | 0.12611 | 0.18445 | 0.1886 | 0.52119 | 0.52119 | 0.52119 | 0.52119 | 0.31959 | 0.39508 | 0.33674 | 0.33259
2012-05-07 05:00 | 0.22682 | 0.14699 | 0.18786 | 0.19428 | 0.52119 | 0.52119 | 0.52119 | 0.52119 | 0.29437 | 0.3742 | 0.33333 | 0.32691
2012-05-07 06:00 | 0.26416 | 0.23061 | 0.19322 | 0.19797 | 0.52119 | 0.52119 | 0.52119 | 0.52119 | 0.25703 | 0.29057 | 0.32797 | 0.32321
2012-05-07 07:00 | 0.28983 | 0.30067 | 0.19302 | 0.20153 | 0.52119 | 0.52119 | 0.52119 | 0.52119 | 0.23136 | 0.22052 | 0.32816 | 0.31966
2012-05-07 08:00 | 0.29807 | 0.32277 | 0.19053 | 0.19978 | 0.52119 | 0.52119 | 0.52119 | 0.52119 | 0.22312 | 0.19842 | 0.33066 | 0.32141
2012-05-07 09:00 | 0.29413 | 0.31384 | 0.18942 | 0.1965 | 0.52119 | 0.52119 | 0.52119 | 0.52119 | 0.22705 | 0.20735 | 0.33176 | 0.32469
2012-05-07 10:00 | 0.29304 | 0.31074 | 0.18571 | 0.19646 | 0.52119 | 0.52119 | 0.52119 | 0.52119 | 0.22815 | 0.21045 | 0.33548 | 0.32473
2012-05-07 11:00 | 0.2903 | 0.31297 | 0.185 | 0.19583 | 0.52119 | 0.52119 | 0.52119 | 0.52119 | 0.23089 | 0.20822 | 0.33619 | 0.32536
2012-05-07 12:00 | 0.29148 | 0.3096 | 0.18529 | 0.19483 | 0.52119 | 0.52119 | 0.52119 | 0.52119 | 0.22971 | 0.21158 | 0.3359 | 0.32636
2012-05-07 13:00 | 0.29111 | 0.30933 | 0.18529 | 0.19437 | 0.52119 | 0.52119 | 0.52119 | 0.52119 | 0.23008 | 0.21186 | 0.3359 | 0.32682
2012-05-07 14:00 | 0.29207 | 0.3079 | 0.18696 | 0.19343 | 0.52119 | 0.52119 | 0.52119 | 0.52119 | 0.22912 | 0.21329 | 0.33423 | 0.32776
2012-05-07 15:00 | 0.28977 | 0.30239 | 0.1879 | 0.18904 | 0.52119 | 0.52119 | 0.52119 | 0.52119 | 0.23142 | 0.2188 | 0.33329 | 0.33215
2012-05-07 16:00 | 0.28848 | 0.30153 | 0.18973 | 0.18771 | 0.52119 | 0.52119 | 0.52119 | 0.52119 | 0.23271 | 0.21966 | 0.33145 | 0.33348
2012-05-07 17:00 | 0.28298 | 0.28618 | 0.19175 | 0.19018 | 0.52119 | 0.52119 | 0.52119 | 0.52119 | 0.23821 | 0.23501 | 0.32943 | 0.33101
2012-05-07 18:00 | 0.24979 | 0.25432 | 0.19146 | 0.18523 | 0.52119 | 0.52119 | 0.52119 | 0.52119 | 0.2714 | 0.26687 | 0.32973 | 0.33596
2012-05-07 19:00 | 0.22783 | 0.20831 | 0.19148 | 0.18389 | 0.52119 | 0.52119 | 0.52119 | 0.52119 | 0.29336 | 0.31287 | 0.32971 | 0.3373
2012-05-07 20:00 | 0.21326 | 0.18597 | 0.19081 | 0.18601 | 0.52119 | 0.52119 | 0.52119 | 0.52119 | 0.30793 | 0.33522 | 0.33038 | 0.33518
2012-05-07 21:00 | 0.20116 | 0.17632 | 0.18672 | 0.18594 | 0.52119 | 0.52119 | 0.52119 | 0.52119 | 0.32003 | 0.34486 | 0.33446 | 0.33525
2012-05-07 22:00 | 0.18907 | 0.14012 | 0.18567 | 0.18291 | 0.52119 | 0.52119 | 0.52119 | 0.52119 | 0.33211 | 0.38106 | 0.33552 | 0.33828
2012-05-07 23:00 | 0.1795 | 0.10966 | 0.17937 | 0.18172 | 0.52119 | 0.52119 | 0.52119 | 0.52119 | 0.34169 | 0.41153 | 0.34182 | 0.33947
2012-05-08 | 0.17765 | 0.10341 | 0.17334 | 0.18278 | 0.52119 | 0.52119 | 0.52119 | 0.52119 | 0.34353 | 0.41778 | 0.34785 | 0.33841
2012-05-08 01:00 | 0.1788 | 0.10168 | 0.17355 | 0.18387 | 0.52119 | 0.52119 | 0.52119 | 0.52119 | 0.34239 | 0.41951 | 0.34764 | 0.33732
2012-05-08 02:00 | 0.17415 | 0.10373 | 0.17646 | 0.18478 | 0.52119 | 0.52119 | 0.52119 | 0.52119 | 0.34704 | 0.41746 | 0.34473 | 0.33641
2012-05-08 03:00 | 0.18499 | 0.11187 | 0.18161 | 0.18606 | 0.52119 | 0.52119 | 0.52119 | 0.52119 | 0.3362 | 0.40932 | 0.33958 | 0.33513
2012-05-08 04:00 | 0.20342 | 0.12637 | 0.18375 | 0.18921 | 0.52119 | 0.52119 | 0.52119 | 0.52119 | 0.31776 | 0.39482 | 0.33744 | 0.33198
2012-05-08 05:00 | 0.22845 | 0.14694 | 0.18718 | 0.1947 | 0.52119 | 0.52119 | 0.52119 | 0.52119 | 0.29274 | 0.37425 | 0.33401 | 0.32649
2012-05-08 06:00 | 0.26569 | 0.23122 | 0.19337 | 0.19845 | 0.52119 | 0.52119 | 0.52119 | 0.52119 | 0.2555 | 0.28997 | 0.32782 | 0.32274
2012-05-08 07:00 | 0.29241 | 0.30159 | 0.19368 | 0.20147 | 0.52119 | 0.52119 | 0.52119 | 0.52119 | 0.22878 | 0.2196 | 0.32751 | 0.31972
2012-05-08 08:00 | 0.30153 | 0.32371 | 0.19171 | 0.20066 | 0.52119 | 0.52119 | 0.52119 | 0.52119 | 0.21966 | 0.19747 | 0.32948 | 0.32052
2012-05-08 09:00 | 0.29862 | 0.31723 | 0.19166 | 0.19662 | 0.52119 | 0.52119 | 0.52119 | 0.52119 | 0.22257 | 0.20396 | 0.32953 | 0.32457
2012-05-08 10:00 | 0.29749 | 0.31357 | 0.18779 | 0.19511 | 0.52119 | 0.52119 | 0.52119 | 0.52119 | 0.2237 | 0.20762 | 0.33339 | 0.32608
2012-05-08 11:00 | 0.29468 | 0.31371 | 0.18717 | 0.19366 | 0.52119 | 0.52119 | 0.52119 | 0.52119 | 0.2265 | 0.20748 | 0.33402 | 0.32753
2012-05-08 12:00 | 0.29281 | 0.31034 | 0.1879 | 0.19454 | 0.52119 | 0.52119 | 0.52119 | 0.52119 | 0.22838 | 0.21085 | 0.33329 | 0.32665
2012-05-08 13:00 | 0.29206 | 0.30945 | 0.18772 | 0.19448 | 0.52119 | 0.52119 | 0.52119 | 0.52119 | 0.22912 | 0.21173 | 0.33347 | 0.32671
2012-05-08 14:00 | 0.29282 | 0.30739 | 0.18794 | 0.19386 | 0.52119 | 0.52119 | 0.52119 | 0.52119 | 0.22836 | 0.21379 | 0.33324 | 0.32733
2012-05-08 15:00 | 0.29022 | 0.30228 | 0.18888 | 0.18818 | 0.52119 | 0.52119 | 0.52119 | 0.52119 | 0.23097 | 0.21891 | 0.33231 | 0.33301
2012-05-08 16:00 | 0.28863 | 0.30138 | 0.19096 | 0.18632 | 0.52119 | 0.52119 | 0.52119 | 0.52119 | 0.23256 | 0.21981 | 0.33023 | 0.33486
2012-05-08 17:00 | 0.28321 | 0.28584 | 0.19192 | 0.18867 | 0.52119 | 0.52119 | 0.52119 | 0.52119 | 0.23798 | 0.23535 | 0.32927 | 0.33252
2012-05-08 18:00 | 0.25045 | 0.25395 | 0.19166 | 0.18533 | 0.52119 | 0.52119 | 0.52119 | 0.52119 | 0.27074 | 0.26723 | 0.32953 | 0.33586
2012-05-08 19:00 | 0.22799 | 0.20758 | 0.19156 | 0.18379 | 0.52119 | 0.52119 | 0.52119 | 0.52119 | 0.29319 | 0.31361 | 0.32963 | 0.33739
2012-05-08 20:00 | 0.21345 | 0.18653 | 0.19078 | 0.18618 | 0.52119 | 0.52119 | 0.52119 | 0.52119 | 0.30774 | 0.33465 | 0.3304 | 0.33501
2012-05-08 21:00 | 0.2011 | 0.1771 | 0.1867 | 0.1859 | 0.52119 | 0.52119 | 0.52119 | 0.52119 | 0.32009 | 0.34409 | 0.33449 | 0.33529
2012-05-08 22:00 | 0.18914 | 0.14086 | 0.18563 | 0.18298 | 0.52119 | 0.52119 | 0.52119 | 0.52119 | 0.33205 | 0.38033 | 0.33555 | 0.33821
2012-05-08 23:00 | 0.18066 | 0.11023 | 0.17935 | 0.18192 | 0.52119 | 0.52119 | 0.52119 | 0.52119 | 0.34053 | 0.41096 | 0.34184 | 0.33927
2012-05-09 | 0.17782 | 0.10389 | 0.17329 | 0.18315 | 0.52119 | 0.52119 | 0.52119 | 0.52119 | 0.34337 | 0.4173 | 0.3479 | 0.33804
2012-05-09 01:00 | 0.17872 | 0.10205 | 0.17348 | 0.18395 | 0.52119 | 0.52119 | 0.52119 | 0.52119 | 0.34247 | 0.41914 | 0.34771 | 0.33724
2012-05-09 02:00 | 0.17412 | 0.10385 | 0.17685 | 0.18446 | 0.52119 | 0.52119 | 0.52119 | 0.52119 | 0.34707 | 0.41734 | 0.34433 | 0.33673
2012-05-09 03:00 | 0.18487 | 0.11196 | 0.18223 | 0.18564 | 0.52119 | 0.52119 | 0.52119 | 0.52119 | 0.33632 | 0.40923 | 0.33896 | 0.33555
2012-05-09 04:00 | 0.20311 | 0.12629 | 0.18448 | 0.189 | 0.52119 | 0.52119 | 0.52119 | 0.52119 | 0.31808 | 0.3949 | 0.33671 | 0.33219
2012-05-09 05:00 | 0.22829 | 0.14707 | 0.18764 | 0.19474 | 0.52119 | 0.52119 | 0.52119 | 0.52119 | 0.2929 | 0.37412 | 0.33355 | 0.32645
2012-05-09 06:00 | 0.26554 | 0.23103 | 0.19323 | 0.19862 | 0.52119 | 0.52119 | 0.52119 | 0.52119 | 0.25565 | 0.29015 | 0.32796 | 0.32257
2012-05-09 07:00 | 0.29168 | 0.3002 | 0.19308 | 0.20172 | 0.52119 | 0.52119 | 0.52119 | 0.52119 | 0.22951 | 0.22099 | 0.32811 | 0.31946
2012-05-09 08:00 | 0.30126 | 0.32395 | 0.19092 | 0.20186 | 0.52119 | 0.52119 | 0.52119 | 0.52119 | 0.21993 | 0.19724 | 0.33027 | 0.31933
2012-05-09 09:00 | 0.29848 | 0.3171 | 0.18882 | 0.19911 | 0.52119 | 0.52119 | 0.52119 | 0.52119 | 0.22271 | 0.20409 | 0.33237 | 0.32208
2012-05-09 10:00 | 0.29648 | 0.31187 | 0.18505 | 0.19879 | 0.52119 | 0.52119 | 0.52119 | 0.52119 | 0.22471 | 0.20932 | 0.33614 | 0.3224
2012-05-09 11:00 | 0.29382 | 0.31277 | 0.18496 | 0.19633 | 0.52119 | 0.52119 | 0.52119 | 0.52119 | 0.22737 | 0.20842 | 0.33623 | 0.32486
2012-05-09 12:00 | 0.29272 | 0.30939 | 0.18499 | 0.19546 | 0.52119 | 0.52119 | 0.52119 | 0.52119 | 0.22847 | 0.21179 | 0.3362 | 0.32573
2012-05-09 13:00 | 0.2919 | 0.30875 | 0.18247 | 0.19453 | 0.52119 | 0.52119 | 0.52119 | 0.52119 | 0.22929 | 0.21243 | 0.33872 | 0.32666
2012-05-09 14:00 | 0.29158 | 0.30874 | 0.18495 | 0.19369 | 0.52119 | 0.52119 | 0.52119 | 0.52119 | 0.22961 | 0.21245 | 0.33624 | 0.3275
2012-05-09 15:00 | 0.28854 | 0.30353 | 0.18557 | 0.19079 | 0.52119 | 0.52119 | 0.52119 | 0.52119 | 0.23265 | 0.21766 | 0.33562 | 0.33039
2012-05-09 16:00 | 0.28756 | 0.30221 | 0.18661 | 0.18926 | 0.52119 | 0.52119 | 0.52119 | 0.52119 | 0.23363 | 0.21898 | 0.33458 | 0.33193
2012-05-09 17:00 | 0.2837 | 0.2865 | 0.18893 | 0.19081 | 0.52119 | 0.52119 | 0.52119 | 0.52119 | 0.23749 | 0.23469 | 0.33225 | 0.33037
2012-05-09 18:00 | 0.24968 | 0.25155 | 0.19105 | 0.18554 | 0.52119 | 0.52119 | 0.52119 | 0.52119 | 0.27151 | 0.26964 | 0.33014 | 0.33565
2012-05-09 19:00 | 0.22781 | 0.20447 | 0.19108 | 0.18406 | 0.52119 | 0.52119 | 0.52119 | 0.52119 | 0.29337 | 0.31672 | 0.3301 | 0.33712
2012-05-09 20:00 | 0.21342 | 0.1861 | 0.1903 | 0.18658 | 0.52119 | 0.52119 | 0.52119 | 0.52119 | 0.30776 | 0.33509 | 0.33089 | 0.3346
2012-05-09 21:00 | 0.20092 | 0.17678 | 0.18625 | 0.18642 | 0.52119 | 0.52119 | 0.52119 | 0.52119 | 0.32027 | 0.34441 | 0.33494 | 0.33477
2012-05-09 22:00 | 0.18904 | 0.14075 | 0.18544 | 0.18367 | 0.52119 | 0.52119 | 0.52119 | 0.52119 | 0.33215 | 0.38043 | 0.33575 | 0.33752
2012-05-09 23:00 | 0.18036 | 0.10979 | 0.17888 | 0.18229 | 0.52119 | 0.52119 | 0.52119 | 0.52119 | 0.34083 | 0.4114 | 0.34231 | 0.33889
2012-05-10 | 0.1779 | 0.10359 | 0.17278 | 0.18354 | 0.52119 | 0.52119 | 0.52119 | 0.52119 | 0.34329 | 0.41759 | 0.34841 | 0.33764
2012-05-10 01:00 | 0.17889 | 0.10186 | 0.17271 | 0.18448 | 0.52119 | 0.52119 | 0.52119 | 0.52119 | 0.3423 | 0.41933 | 0.34848 | 0.33671
2012-05-10 02:00 | 0.17491 | 0.1038 | 0.176 | 0.18511 | 0.52119 | 0.52119 | 0.52119 | 0.52119 | 0.34628 | 0.41739 | 0.34519 | 0.33608
2012-05-10 03:00 | 0.18587 | 0.11188 | 0.18131 | 0.18621 | 0.52119 | 0.52119 | 0.52119 | 0.52119 | 0.33531 | 0.40931 | 0.33988 | 0.33497
2012-05-10 04:00 | 0.20458 | 0.12627 | 0.18399 | 0.18956 | 0.52119 | 0.52119 | 0.52119 | 0.52119 | 0.31661 | 0.39491 | 0.3372 | 0.33163
2012-05-10 05:00 | 0.22897 | 0.1469 | 0.18737 | 0.19502 | 0.52119 | 0.52119 | 0.52119 | 0.52119 | 0.29222 | 0.37428 | 0.33382 | 0.32617
2012-05-10 06:00 | 0.26529 | 0.23014 | 0.19251 | 0.19872 | 0.52119 | 0.52119 | 0.52119 | 0.52119 | 0.25589 | 0.29105 | 0.32868 | 0.32247
2012-05-10 07:00 | 0.28948 | 0.29931 | 0.19168 | 0.201 | 0.52119 | 0.52119 | 0.52119 | 0.52119 | 0.23171 | 0.22188 | 0.3295 | 0.32019
2012-05-10 08:00 | 0.30169 | 0.32254 | 0.18856 | 0.20008 | 0.52119 | 0.52119 | 0.52119 | 0.52119 | 0.2195 | 0.19865 | 0.33262 | 0.32111
2012-05-10 09:00 | 0.29715 | 0.31376 | 0.18735 | 0.19599 | 0.52119 | 0.52119 | 0.52119 | 0.52119 | 0.22403 | 0.20743 | 0.33384 | 0.3252
2012-05-10 10:00 | 0.29418 | 0.30964 | 0.18315 | 0.19528 | 0.52119 | 0.52119 | 0.52119 | 0.52119 | 0.22701 | 0.21155 | 0.33804 | 0.32591
2012-05-10 11:00 | 0.29176 | 0.3117 | 0.18256 | 0.194 | 0.52119 | 0.52119 | 0.52119 | 0.52119 | 0.22943 | 0.20948 | 0.33863 | 0.32719
2012-05-10 12:00 | 0.29193 | 0.30882 | 0.18382 | 0.19401 | 0.52119 | 0.52119 | 0.52119 | 0.52119 | 0.22926 | 0.21237 | 0.33737 | 0.32718
2012-05-10 13:00 | 0.29115 | 0.30751 | 0.18167 | 0.19454 | 0.52119 | 0.52119 | 0.52119 | 0.52119 | 0.23003 | 0.21368 | 0.33952 | 0.32665
2012-05-10 14:00 | 0.29201 | 0.30692 | 0.18413 | 0.19407 | 0.52119 | 0.52119 | 0.52119 | 0.52119 | 0.22918 | 0.21427 | 0.33706 | 0.32712
2012-05-10 15:00 | 0.29027 | 0.30159 | 0.18574 | 0.18832 | 0.52119 | 0.52119 | 0.52119 | 0.52119 | 0.23092 | 0.2196 | 0.33544 | 0.33286
2012-05-10 16:00 | 0.28888 | 0.30038 | 0.18763 | 0.18564 | 0.52119 | 0.52119 | 0.52119 | 0.52119 | 0.23231 | 0.22081 | 0.33355 | 0.33555
2012-05-10 17:00 | 0.28381 | 0.28564 | 0.18871 | 0.19082 | 0.52119 | 0.52119 | 0.52119 | 0.52119 | 0.23738 | 0.23555 | 0.33247 | 0.33037
2012-05-10 18:00 | 0.25127 | 0.25217 | 0.18978 | 0.18591 | 0.52119 | 0.52119 | 0.52119 | 0.52119 | 0.26992 | 0.26901 | 0.33141 | 0.33528
2012-05-10 19:00 | 0.22799 | 0.20616 | 0.19035 | 0.18321 | 0.52119 | 0.52119 | 0.52119 | 0.52119 | 0.2932 | 0.31503 | 0.33084 | 0.33798
2012-05-10 20:00 | 0.2134 | 0.18559 | 0.18992 | 0.18677 | 0.52119 | 0.52119 | 0.52119 | 0.52119 | 0.30778 | 0.3356 | 0.33127 | 0.33442
2012-05-10 21:00 | 0.20104 | 0.17631 | 0.18613 | 0.18634 | 0.52119 | 0.52119 | 0.52119 | 0.52119 | 0.32015 | 0.34488 | 0.33506 | 0.33484
2012-05-10 22:00 | 0.18915 | 0.14016 | 0.18525 | 0.18317 | 0.52119 | 0.52119 | 0.52119 | 0.52119 | 0.33204 | 0.38103 | 0.33593 | 0.33801
2012-05-10 23:00 | 0.18057 | 0.10946 | 0.17899 | 0.18203 | 0.52119 | 0.52119 | 0.52119 | 0.52119 | 0.34061 | 0.41173 | 0.3422 | 0.33916
2012-05-11 | 0.17765 | 0.10318 | 0.17304 | 0.18313 | 0.52119 | 0.52119 | 0.52119 | 0.52119 | 0.34353 | 0.41801 | 0.34814 | 0.33806
2012-05-11 01:00 | 0.17883 | 0.10137 | 0.17331 | 0.18408 | 0.52119 | 0.52119 | 0.52119 | 0.52119 | 0.34236 | 0.41982 | 0.34788 | 0.33711
2012-05-11 02:00 | 0.17443 | 0.10358 | 0.17672 | 0.18478 | 0.52119 | 0.52119 | 0.52119 | 0.52119 | 0.34676 | 0.41761 | 0.34447 | 0.33641
2012-05-11 03:00 | 0.18547 | 0.11171 | 0.18185 | 0.18595 | 0.52119 | 0.52119 | 0.52119 | 0.52119 | 0.33571 | 0.40948 | 0.33933 | 0.33523
2012-05-11 04:00 | 0.20362 | 0.12604 | 0.18417 | 0.1892 | 0.52119 | 0.52119 | 0.52119 | 0.52119 | 0.31757 | 0.39515 | 0.33702 | 0.33199
2012-05-11 05:00 | 0.22886 | 0.14665 | 0.18743 | 0.19495 | 0.52119 | 0.52119 | 0.52119 | 0.52119 | 0.29233 | 0.37453 | 0.33376 | 0.32624
2012-05-11 06:00 | 0.26535 | 0.22892 | 0.19273 | 0.1988 | 0.52119 | 0.52119 | 0.52119 | 0.52119 | 0.25584 | 0.29227 | 0.32846 | 0.32238
2012-05-11 07:00 | 0.29141 | 0.29887 | 0.1925 | 0.20167 | 0.52119 | 0.52119 | 0.52119 | 0.52119 | 0.22977 | 0.22232 | 0.32869 | 0.31952
2012-05-11 08:00 | 0.30054 | 0.32265 | 0.19056 | 0.20099 | 0.52119 | 0.52119 | 0.52119 | 0.52119 | 0.22065 | 0.19853 | 0.33063 | 0.3202
2012-05-11 09:00 | 0.29505 | 0.31311 | 0.18871 | 0.19767 | 0.52119 | 0.52119 | 0.52119 | 0.52119 | 0.22614 | 0.20808 | 0.33248 | 0.32352
2012-05-11 10:00 | 0.29205 | 0.30978 | 0.18495 | 0.19792 | 0.52119 | 0.52119 | 0.52119 | 0.52119 | 0.22914 | 0.2114 | 0.33624 | 0.32327
2012-05-11 11:00 | 0.29072 | 0.31207 | 0.18528 | 0.19617 | 0.52119 | 0.52119 | 0.52119 | 0.52119 | 0.23046 | 0.20912 | 0.33591 | 0.32502
2012-05-11 12:00 | 0.29113 | 0.30887 | 0.18597 | 0.19494 | 0.52119 | 0.52119 | 0.52119 | 0.52119 | 0.23006 | 0.21231 | 0.33522 | 0.32625
2012-05-11 13:00 | 0.29056 | 0.30807 | 0.18501 | 0.1944 | 0.52119 | 0.52119 | 0.52119 | 0.52119 | 0.23063 | 0.21312 | 0.33617 | 0.32679
2012-05-11 14:00 | 0.29122 | 0.30722 | 0.18672 | 0.1936 | 0.52119 | 0.52119 | 0.52119 | 0.52119 | 0.22996 | 0.21396 | 0.33447 | 0.32759
2012-05-11 15:00 | 0.28907 | 0.30225 | 0.18773 | 0.18977 | 0.52119 | 0.52119 | 0.52119 | 0.52119 | 0.23212 | 0.21894 | 0.33345 | 0.33141
2012-05-11 16:00 | 0.2883 | 0.30087 | 0.18939 | 0.1875 | 0.52119 | 0.52119 | 0.52119 | 0.52119 | 0.23289 | 0.22032 | 0.3318 | 0.33369
2012-05-11 17:00 | 0.28289 | 0.28546 | 0.19081 | 0.18856 | 0.52119 | 0.52119 | 0.52119 | 0.52119 | 0.2383 | 0.23573 | 0.33038 | 0.33262
2012-05-11 18:00 | 0.24927 | 0.25241 | 0.19119 | 0.18573 | 0.52119 | 0.52119 | 0.52119 | 0.52119 | 0.27192 | 0.26877 | 0.33 | 0.33546
2012-05-11 19:00 | 0.22756 | 0.20568 | 0.19126 | 0.18353 | 0.52119 | 0.52119 | 0.52119 | 0.52119 | 0.29363 | 0.3155 | 0.32992 | 0.33766
2012-05-11 20:00 | 0.21325 | 0.18572 | 0.19048 | 0.18655 | 0.52119 | 0.52119 | 0.52119 | 0.52119 | 0.30794 | 0.33547 | 0.33071 | 0.33464
2012-05-11 21:00 | 0.20094 | 0.17636 | 0.18662 | 0.18599 | 0.52119 | 0.52119 | 0.52119 | 0.52119 | 0.32025 | 0.34483 | 0.33456 | 0.3352
2012-05-11 22:00 | 0.18892 | 0.14027 | 0.18558 | 0.18301 | 0.52119 | 0.52119 | 0.52119 | 0.52119 | 0.33227 | 0.38092 | 0.33561 | 0.33818
2012-05-11 23:00 | 0.18054 | 0.10942 | 0.17943 | 0.18194 | 0.52119 | 0.52119 | 0.52119 | 0.52119 | 0.34065 | 0.41177 | 0.34176 | 0.33924
2012-05-12 | 0.17612 | 0.10764 | 0.17535 | 0.18822 | 0.52119 | 0.52119 | 0.52119 | 0.52119 | 0.34507 | 0.41355 | 0.34584 | 0.33297
2012-05-12 01:00 | 0.17413 | 0.10278 | 0.1741 | 0.18587 | 0.52119 | 0.52119 | 0.52119 | 0.52119 | 0.34706 | 0.41841 | 0.34708 | 0.33532
2012-05-12 02:00 | 0.17654 | 0.10191 | 0.1735 | 0.18383 | 0.52119 | 0.52119 | 0.52119 | 0.52119 | 0.34465 | 0.41928 | 0.34769 | 0.33736
2012-05-12 03:00 | 0.17726 | 0.10409 | 0.17369 | 0.18553 | 0.52119 | 0.52119 | 0.52119 | 0.52119 | 0.34392 | 0.4171 | 0.3475 | 0.33566
2012-05-12 04:00 | 0.1777 | 0.10862 | 0.17619 | 0.18467 | 0.52119 | 0.52119 | 0.52119 | 0.52119 | 0.34349 | 0.41257 | 0.345 | 0.33652
2012-05-12 05:00 | 0.18057 | 0.11205 | 0.18064 | 0.18497 | 0.52119 | 0.52119 | 0.52119 | 0.52119 | 0.34062 | 0.40914 | 0.34055 | 0.33622
2012-05-12 06:00 | 0.19689 | 0.12794 | 0.18148 | 0.18994 | 0.52119 | 0.52119 | 0.52119 | 0.52119 | 0.32429 | 0.39325 | 0.3397 | 0.33125
2012-05-12 07:00 | 0.20668 | 0.16319 | 0.18033 | 0.18943 | 0.52119 | 0.52119 | 0.52119 | 0.52119 | 0.3145 | 0.358 | 0.34086 | 0.33176
2012-05-12 08:00 | 0.22711 | 0.21043 | 0.18276 | 0.19344 | 0.52119 | 0.52119 | 0.52119 | 0.52119 | 0.29408 | 0.31076 | 0.33843 | 0.32775
2012-05-12 09:00 | 0.23288 | 0.22374 | 0.17982 | 0.19185 | 0.52119 | 0.52119 | 0.52119 | 0.52119 | 0.28831 | 0.29745 | 0.34137 | 0.32933
2012-05-12 10:00 | 0.23781 | 0.22261 | 0.17842 | 0.19427 | 0.52119 | 0.52119 | 0.52119 | 0.52119 | 0.28337 | 0.29858 | 0.34277 | 0.32692
2012-05-12 11:00 | 0.23769 | 0.22742 | 0.18034 | 0.1974 | 0.52119 | 0.52119 | 0.52119 | 0.52119 | 0.28349 | 0.29377 | 0.34085 | 0.32379
2012-05-12 12:00 | 0.23591 | 0.22396 | 0.17953 | 0.19428 | 0.52119 | 0.52119 | 0.52119 | 0.52119 | 0.28527 | 0.29723 | 0.34166 | 0.3269
2012-05-12 13:00 | 0.2323 | 0.21829 | 0.17849 | 0.18944 | 0.52119 | 0.52119 | 0.52119 | 0.52119 | 0.28889 | 0.3029 | 0.3427 | 0.33175
2012-05-12 14:00 | 0.23033 | 0.21065 | 0.18062 | 0.18682 | 0.52119 | 0.52119 | 0.52119 | 0.52119 | 0.29086 | 0.31054 | 0.34056 | 0.33437
2012-05-12 15:00 | 0.22696 | 0.18454 | 0.17969 | 0.17998 | 0.52119 | 0.52119 | 0.52119 | 0.52119 | 0.29423 | 0.33664 | 0.3415 | 0.34121
2012-05-12 16:00 | 0.22119 | 0.16949 | 0.18199 | 0.18567 | 0.52119 | 0.52119 | 0.52119 | 0.52119 | 0.3 | 0.3517 | 0.3392 | 0.33552
2012-05-12 17:00 | 0.21431 | 0.15806 | 0.18423 | 0.18161 | 0.52119 | 0.52119 | 0.52119 | 0.52119 | 0.30688 | 0.36313 | 0.33696 | 0.33958
2012-05-12 18:00 | 0.20913 | 0.15079 | 0.18474 | 0.17744 | 0.52119 | 0.52119 | 0.52119 | 0.52119 | 0.31206 | 0.3704 | 0.33645 | 0.34375
2012-05-12 19:00 | 0.19893 | 0.14046 | 0.18568 | 0.178 | 0.52119 | 0.52119 | 0.52119 | 0.52119 | 0.32226 | 0.38073 | 0.33551 | 0.34319
2012-05-12 20:00 | 0.19783 | 0.13404 | 0.18298 | 0.18066 | 0.52119 | 0.52119 | 0.52119 | 0.52119 | 0.32335 | 0.38715 | 0.33821 | 0.34053
2012-05-12 21:00 | 0.19381 | 0.13006 | 0.18367 | 0.18293 | 0.52119 | 0.52119 | 0.52119 | 0.52119 | 0.32738 | 0.39113 | 0.33751 | 0.33826
2012-05-12 22:00 | 0.1902 | 0.12469 | 0.18253 | 0.18222 | 0.52119 | 0.52119 | 0.52119 | 0.52119 | 0.33099 | 0.3965 | 0.33866 | 0.33897
2012-05-12 23:00 | 0.1898 | 0.11161 | 0.18136 | 0.18366 | 0.52119 | 0.52119 | 0.52119 | 0.52119 | 0.33139 | 0.40958 | 0.33982 | 0.33753
2012-05-13 | 0.17548 | 0.10857 | 0.17589 | 0.18881 | 0.52119 | 0.52119 | 0.52119 | 0.52119 | 0.34571 | 0.41262 | 0.3453 | 0.33238
2012-05-13 01:00 | 0.17439 | 0.10401 | 0.17445 | 0.18558 | 0.52119 | 0.52119 | 0.52119 | 0.52119 | 0.34679 | 0.41718 | 0.34674 | 0.33561
2012-05-13 02:00 | 0.1772 | 0.10321 | 0.17418 | 0.18347 | 0.52119 | 0.52119 | 0.52119 | 0.52119 | 0.34399 | 0.41798 | 0.347 | 0.33772
2012-05-13 03:00 | 0.17801 | 0.10474 | 0.17438 | 0.18566 | 0.52119 | 0.52119 | 0.52119 | 0.52119 | 0.34318 | 0.41644 | 0.3468 | 0.33553
2012-05-13 04:00 | 0.17866 | 0.10937 | 0.17677 | 0.1848 | 0.52119 | 0.52119 | 0.52119 | 0.52119 | 0.34253 | 0.41182 | 0.34442 | 0.33639
2012-05-13 05:00 | 0.18153 | 0.113 | 0.18161 | 0.18496 | 0.52119 | 0.52119 | 0.52119 | 0.52119 | 0.33965 | 0.40818 | 0.33958 | 0.33623
2012-05-13 06:00 | 0.19747 | 0.12867 | 0.18222 | 0.18936 | 0.52119 | 0.52119 | 0.52119 | 0.52119 | 0.32372 | 0.39252 | 0.33897 | 0.33183
2012-05-13 07:00 | 0.20822 | 0.16465 | 0.18391 | 0.18881 | 0.52119 | 0.52119 | 0.52119 | 0.52119 | 0.31297 | 0.35654 | 0.33727 | 0.33238
2012-05-13 08:00 | 0.22891 | 0.21197 | 0.18659 | 0.19176 | 0.52119 | 0.52119 | 0.52119 | 0.52119 | 0.29228 | 0.30922 | 0.3346 | 0.32943
2012-05-13 09:00 | 0.23309 | 0.22449 | 0.18456 | 0.19128 | 0.52119 | 0.52119 | 0.52119 | 0.52119 | 0.2881 | 0.29669 | 0.33663 | 0.32991
2012-05-13 10:00 | 0.23912 | 0.22543 | 0.18194 | 0.1933 | 0.52119 | 0.52119 | 0.52119 | 0.52119 | 0.28207 | 0.29576 | 0.33925 | 0.32789
2012-05-13 11:00 | 0.24061 | 0.23207 | 0.18357 | 0.19607 | 0.52119 | 0.52119 | 0.52119 | 0.52119 | 0.28058 | 0.28911 | 0.33762 | 0.32512
2012-05-13 12:00 | 0.23786 | 0.22906 | 0.18244 | 0.19354 | 0.52119 | 0.52119 | 0.52119 | 0.52119 | 0.28332 | 0.29212 | 0.33874 | 0.32765
2012-05-13 13:00 | 0.23339 | 0.21869 | 0.1826 | 0.18979 | 0.52119 | 0.52119 | 0.52119 | 0.52119 | 0.2878 | 0.3025 | 0.33859 | 0.33139
2012-05-13 14:00 | 0.2333 | 0.21199 | 0.18335 | 0.18628 | 0.52119 | 0.52119 | 0.52119 | 0.52119 | 0.28788 | 0.30919 | 0.33784 | 0.33491
2012-05-13 15:00 | 0.22739 | 0.18504 | 0.18252 | 0.18432 | 0.52119 | 0.52119 | 0.52119 | 0.52119 | 0.2938 | 0.33614 | 0.33867 | 0.33687
2012-05-13 16:00 | 0.22232 | 0.1694 | 0.18269 | 0.18589 | 0.52119 | 0.52119 | 0.52119 | 0.52119 | 0.29887 | 0.35179 | 0.3385 | 0.33529
2012-05-13 17:00 | 0.21492 | 0.15866 | 0.18477 | 0.18124 | 0.52119 | 0.52119 | 0.52119 | 0.52119 | 0.30627 | 0.36253 | 0.33642 | 0.33995
2012-05-13 18:00 | 0.20947 | 0.15187 | 0.18479 | 0.17765 | 0.52119 | 0.52119 | 0.52119 | 0.52119 | 0.31172 | 0.36932 | 0.33639 | 0.34354
2012-05-13 19:00 | 0.19892 | 0.14136 | 0.18448 | 0.17798 | 0.52119 | 0.52119 | 0.52119 | 0.52119 | 0.32227 | 0.37983 | 0.33671 | 0.34321
2012-05-13 20:00 | 0.19807 | 0.13487 | 0.18208 | 0.18015 | 0.52119 | 0.52119 | 0.52119 | 0.52119 | 0.32312 | 0.38632 | 0.33911 | 0.34104
2012-05-13 21:00 | 0.1938 | 0.13061 | 0.18412 | 0.18265 | 0.52119 | 0.52119 | 0.52119 | 0.52119 | 0.32739 | 0.39058 | 0.33707 | 0.33854
2012-05-13 22:00 | 0.19012 | 0.12552 | 0.18225 | 0.18209 | 0.52119 | 0.52119 | 0.52119 | 0.52119 | 0.33106 | 0.39567 | 0.33893 | 0.3391
2012-05-13 23:00 | 0.1902 | 0.1118 | 0.18172 | 0.18328 | 0.52119 | 0.52119 | 0.52119 | 0.52119 | 0.33099 | 0.40939 | 0.33947 | 0.33791
2012-05-14 | 0.17776 | 0.10379 | 0.17325 | 0.18268 | 0.52119 | 0.52119 | 0.52119 | 0.52119 | 0.34343 | 0.4174 | 0.34794 | 0.33851
2012-05-14 01:00 | 0.1787 | 0.10204 | 0.17326 | 0.18352 | 0.52119 | 0.52119 | 0.52119 | 0.52119 | 0.34249 | 0.41914 | 0.34793 | 0.33767
2012-05-14 02:00 | 0.17315 | 0.10381 | 0.17649 | 0.18456 | 0.52119 | 0.52119 | 0.52119 | 0.52119 | 0.34804 | 0.41738 | 0.3447 | 0.33662
2012-05-14 03:00 | 0.18416 | 0.11188 | 0.18161 | 0.18585 | 0.52119 | 0.52119 | 0.52119 | 0.52119 | 0.33703 | 0.40931 | 0.33958 | 0.33534
2012-05-14 04:00 | 0.20263 | 0.12622 | 0.1837 | 0.18898 | 0.52119 | 0.52119 | 0.52119 | 0.52119 | 0.31856 | 0.39497 | 0.33749 | 0.33221
2012-05-14 05:00 | 0.22721 | 0.14692 | 0.18734 | 0.19429 | 0.52119 | 0.52119 | 0.52119 | 0.52119 | 0.29398 | 0.37427 | 0.33385 | 0.3269
2012-05-14 06:00 | 0.26516 | 0.23124 | 0.19329 | 0.19803 | 0.52119 | 0.52119 | 0.52119 | 0.52119 | 0.25603 | 0.28994 | 0.3279 | 0.32315
2012-05-14 07:00 | 0.29197 | 0.30194 | 0.19355 | 0.20168 | 0.52119 | 0.52119 | 0.52119 | 0.52119 | 0.22922 | 0.21925 | 0.32764 | 0.31951
2012-05-14 08:00 | 0.29991 | 0.3245 | 0.19188 | 0.2016 | 0.52119 | 0.52119 | 0.52119 | 0.52119 | 0.22128 | 0.19669 | 0.32931 | 0.31959
2012-05-14 09:00 | 0.29661 | 0.31679 | 0.19061 | 0.19949 | 0.52119 | 0.52119 | 0.52119 | 0.52119 | 0.22458 | 0.2044 | 0.33058 | 0.32169
2012-05-14 10:00 | 0.29553 | 0.313 | 0.18732 | 0.19917 | 0.52119 | 0.52119 | 0.52119 | 0.52119 | 0.22565 | 0.20819 | 0.33387 | 0.32201
2012-05-14 11:00 | 0.29209 | 0.31394 | 0.18712 | 0.19742 | 0.52119 | 0.52119 | 0.52119 | 0.52119 | 0.2291 | 0.20725 | 0.33407 | 0.32377
2012-05-14 12:00 | 0.29153 | 0.31039 | 0.18673 | 0.19549 | 0.52119 | 0.52119 | 0.52119 | 0.52119 | 0.22966 | 0.2108 | 0.33446 | 0.3257
2012-05-14 13:00 | 0.29105 | 0.31017 | 0.18452 | 0.19459 | 0.52119 | 0.52119 | 0.52119 | 0.52119 | 0.23014 | 0.21102 | 0.33667 | 0.3266
2012-05-14 14:00 | 0.29064 | 0.31001 | 0.18577 | 0.19369 | 0.52119 | 0.52119 | 0.52119 | 0.52119 | 0.23055 | 0.21118 | 0.33541 | 0.3275
2012-05-14 15:00 | 0.28786 | 0.3051 | 0.18694 | 0.19175 | 0.52119 | 0.52119 | 0.52119 | 0.52119 | 0.23333 | 0.21609 | 0.33425 | 0.32944
2012-05-14 16:00 | 0.28637 | 0.30397 | 0.18689 | 0.1908 | 0.52119 | 0.52119 | 0.52119 | 0.52119 | 0.23481 | 0.21722 | 0.3343 | 0.33039
2012-05-14 17:00 | 0.28309 | 0.28745 | 0.18982 | 0.1899 | 0.52119 | 0.52119 | 0.52119 | 0.52119 | 0.2381 | 0.23374 | 0.33137 | 0.33129
2012-05-14 18:00 | 0.24953 | 0.25181 | 0.19167 | 0.18547 | 0.52119 | 0.52119 | 0.52119 | 0.52119 | 0.27166 | 0.26938 | 0.32952 | 0.33572
2012-05-14 19:00 | 0.22748 | 0.20445 | 0.1914 | 0.18432 | 0.52119 | 0.52119 | 0.52119 | 0.52119 | 0.29371 | 0.31674 | 0.32979 | 0.33687
2012-05-14 20:00 | 0.21317 | 0.18639 | 0.19029 | 0.18566 | 0.52119 | 0.52119 | 0.52119 | 0.52119 | 0.30801 | 0.3348 | 0.33089 | 0.33552
2012-05-14 21:00 | 0.20067 | 0.17687 | 0.18628 | 0.18544 | 0.52119 | 0.52119 | 0.52119 | 0.52119 | 0.32052 | 0.34432 | 0.33491 | 0.33575
2012-05-14 22:00 | 0.18868 | 0.1408 | 0.18521 | 0.1824 | 0.52119 | 0.52119 | 0.52119 | 0.52119 | 0.3325 | 0.38039 | 0.33598 | 0.33879
2012-05-14 23:00 | 0.18034 | 0.10965 | 0.17931 | 0.18167 | 0.52119 | 0.52119 | 0.52119 | 0.52119 | 0.34085 | 0.41154 | 0.34188 | 0.33952
2012-05-15 | 0.1778 | 0.10328 | 0.17294 | 0.18323 | 0.52119 | 0.52119 | 0.52119 | 0.52119 | 0.34339 | 0.4179 | 0.34825 | 0.33796
2012-05-15 01:00 | 0.17829 | 0.10148 | 0.17252 | 0.18411 | 0.52119 | 0.52119 | 0.52119 | 0.52119 | 0.3429 | 0.41971 | 0.34867 | 0.33708
2012-05-15 02:00 | 0.17315 | 0.10357 | 0.17556 | 0.1851 | 0.52119 | 0.52119 | 0.52119 | 0.52119 | 0.34804 | 0.41762 | 0.34563 | 0.33609
2012-05-15 03:00 | 0.18392 | 0.11166 | 0.18047 | 0.18656 | 0.52119 | 0.52119 | 0.52119 | 0.52119 | 0.33727 | 0.40953 | 0.34072 | 0.33463
2012-05-15 04:00 | 0.20224 | 0.12582 | 0.18277 | 0.18943 | 0.52119 | 0.52119 | 0.52119 | 0.52119 | 0.31895 | 0.39537 | 0.33841 | 0.33176
2012-05-15 05:00 | 0.22717 | 0.14646 | 0.18587 | 0.19484 | 0.52119 | 0.52119 | 0.52119 | 0.52119 | 0.29402 | 0.37473 | 0.33532 | 0.32635
2012-05-15 06:00 | 0.26302 | 0.22959 | 0.19161 | 0.19825 | 0.52119 | 0.52119 | 0.52119 | 0.52119 | 0.25817 | 0.29159 | 0.32957 | 0.32294
2012-05-15 07:00 | 0.28843 | 0.29818 | 0.19144 | 0.20155 | 0.52119 | 0.52119 | 0.52119 | 0.52119 | 0.23276 | 0.22301 | 0.32974 | 0.31964
2012-05-15 08:00 | 0.29703 | 0.32462 | 0.19015 | 0.20071 | 0.52119 | 0.52119 | 0.52119 | 0.52119 | 0.22415 | 0.19657 | 0.33104 | 0.32048
2012-05-15 09:00 | 0.29212 | 0.31526 | 0.1868 | 0.20124 | 0.52119 | 0.52119 | 0.52119 | 0.52119 | 0.22906 | 0.20593 | 0.33439 | 0.31995
2012-05-15 10:00 | 0.29 | 0.31096 | 0.18496 | 0.20087 | 0.52119 | 0.52119 | 0.52119 | 0.52119 | 0.23119 | 0.21023 | 0.33623 | 0.32032
2012-05-15 11:00 | 0.28752 | 0.31388 | 0.18608 | 0.19969 | 0.52119 | 0.52119 | 0.52119 | 0.52119 | 0.23367 | 0.20731 | 0.33511 | 0.3215
2012-05-15 12:00 | 0.29088 | 0.31067 | 0.18622 | 0.19621 | 0.52119 | 0.52119 | 0.52119 | 0.52119 | 0.23031 | 0.21052 | 0.33497 | 0.32498
2012-05-15 13:00 | 0.29103 | 0.31134 | 0.18469 | 0.19478 | 0.52119 | 0.52119 | 0.52119 | 0.52119 | 0.23016 | 0.20985 | 0.33649 | 0.32641
2012-05-15 14:00 | 0.2907 | 0.31069 | 0.18545 | 0.19382 | 0.52119 | 0.52119 | 0.52119 | 0.52119 | 0.23049 | 0.2105 | 0.33574 | 0.32736
2012-05-15 15:00 | 0.28834 | 0.30544 | 0.18717 | 0.19205 | 0.52119 | 0.52119 | 0.52119 | 0.52119 | 0.23285 | 0.21575 | 0.33401 | 0.32914
2012-05-15 16:00 | 0.28808 | 0.30398 | 0.1878 | 0.19078 | 0.52119 | 0.52119 | 0.52119 | 0.52119 | 0.23311 | 0.21721 | 0.33339 | 0.3304
2012-05-15 17:00 | 0.28319 | 0.28776 | 0.19077 | 0.19095 | 0.52119 | 0.52119 | 0.52119 | 0.52119 | 0.238 | 0.23343 | 0.33042 | 0.33023
2012-05-15 18:00 | 0.24964 | 0.25404 | 0.19154 | 0.18528 | 0.52119 | 0.52119 | 0.52119 | 0.52119 | 0.27155 | 0.26715 | 0.32965 | 0.33591
2012-05-15 19:00 | 0.22779 | 0.20624 | 0.19149 | 0.18412 | 0.52119 | 0.52119 | 0.52119 | 0.52119 | 0.29339 | 0.31495 | 0.3297 | 0.33707
2012-05-15 20:00 | 0.21327 | 0.18637 | 0.19063 | 0.1853 | 0.52119 | 0.52119 | 0.52119 | 0.52119 | 0.30792 | 0.33482 | 0.33056 | 0.33588
2012-05-15 21:00 | 0.20068 | 0.17672 | 0.18669 | 0.18497 | 0.52119 | 0.52119 | 0.52119 | 0.52119 | 0.32051 | 0.34447 | 0.33449 | 0.33622
2012-05-15 22:00 | 0.18869 | 0.14047 | 0.18541 | 0.18206 | 0.52119 | 0.52119 | 0.52119 | 0.52119 | 0.3325 | 0.38072 | 0.33578 | 0.33913
2012-05-15 23:00 | 0.1807 | 0.1098 | 0.17943 | 0.18141 | 0.52119 | 0.52119 | 0.52119 | 0.52119 | 0.34049 | 0.41139 | 0.34176 | 0.33978
2012-05-16 | 0.17781 | 0.10351 | 0.17309 | 0.17828 | 0.52119 | 0.52119 | 0.52119 | 0.52119 | 0.34338 | 0.41768 | 0.3481 | 0.34291
2012-05-16 01:00 | 0.17862 | 0.10178 | 0.1728 | 0.17915 | 0.52119 | 0.52119 | 0.52119 | 0.52119 | 0.34257 | 0.41941 | 0.34839 | 0.34204
2012-05-16 02:00 | 0.17274 | 0.10376 | 0.17587 | 0.1804 | 0.52119 | 0.52119 | 0.52119 | 0.52119 | 0.34845 | 0.41743 | 0.34532 | 0.34079
2012-05-16 03:00 | 0.1836 | 0.11185 | 0.18088 | 0.1819 | 0.52119 | 0.52119 | 0.52119 | 0.52119 | 0.33758 | 0.40934 | 0.34031 | 0.33929
2012-05-16 04:00 | 0.20207 | 0.1262 | 0.1831 | 0.18468 | 0.52119 | 0.52119 | 0.52119 | 0.52119 | 0.31912 | 0.39499 | 0.33808 | 0.33651
2012-05-16 05:00 | 0.22712 | 0.14698 | 0.18635 | 0.19005 | 0.52119 | 0.52119 | 0.52119 | 0.52119 | 0.29407 | 0.37421 | 0.33484 | 0.33114
2012-05-16 06:00 | 0.26492 | 0.23084 | 0.19242 | 0.1936 | 0.52119 | 0.52119 | 0.52119 | 0.52119 | 0.25627 | 0.29035 | 0.32877 | 0.32758
2012-05-16 07:00 | 0.29204 | 0.30129 | 0.19258 | 0.19716 | 0.52119 | 0.52119 | 0.52119 | 0.52119 | 0.22914 | 0.2199 | 0.32861 | 0.32403
2012-05-16 08:00 | 0.30034 | 0.32501 | 0.19103 | 0.19743 | 0.52119 | 0.52119 | 0.52119 | 0.52119 | 0.22085 | 0.19618 | 0.33016 | 0.32376
2012-05-16 09:00 | 0.29477 | 0.31666 | 0.18892 | 0.19687 | 0.52119 | 0.52119 | 0.52119 | 0.52119 | 0.22642 | 0.20452 | 0.33227 | 0.32432
2012-05-16 10:00 | 0.29196 | 0.31165 | 0.18602 | 0.19689 | 0.52119 | 0.52119 | 0.52119 | 0.52119 | 0.22923 | 0.20953 | 0.33517 | 0.32429
2012-05-16 11:00 | 0.28885 | 0.31371 | 0.18607 | 0.19537 | 0.52119 | 0.52119 | 0.52119 | 0.52119 | 0.23234 | 0.20748 | 0.33512 | 0.32582
2012-05-16 12:00 | 0.2914 | 0.31101 | 0.18652 | 0.1919 | 0.52119 | 0.52119 | 0.52119 | 0.52119 | 0.22978 | 0.21018 | 0.33467 | 0.32929
2012-05-16 13:00 | 0.29152 | 0.31196 | 0.18558 | 0.19106 | 0.52119 | 0.52119 | 0.52119 | 0.52119 | 0.22967 | 0.20923 | 0.33561 | 0.33013
2012-05-16 14:00 | 0.29215 | 0.31119 | 0.18574 | 0.19006 | 0.52119 | 0.52119 | 0.52119 | 0.52119 | 0.22904 | 0.21 | 0.33544 | 0.33113
2012-05-16 15:00 | 0.28952 | 0.30586 | 0.18727 | 0.18826 | 0.52119 | 0.52119 | 0.52119 | 0.52119 | 0.23167 | 0.21532 | 0.33392 | 0.33293
2012-05-16 16:00 | 0.28802 | 0.30428 | 0.18734 | 0.18704 | 0.52119 | 0.52119 | 0.52119 | 0.52119 | 0.23317 | 0.21691 | 0.33385 | 0.33415
2012-05-16 17:00 | 0.28344 | 0.28785 | 0.19178 | 0.18616 | 0.52119 | 0.52119 | 0.52119 | 0.52119 | 0.23774 | 0.23334 | 0.32941 | 0.33503
2012-05-16 18:00 | 0.25012 | 0.25473 | 0.19194 | 0.18137 | 0.52119 | 0.52119 | 0.52119 | 0.52119 | 0.27107 | 0.26646 | 0.32924 | 0.33982
2012-05-16 19:00 | 0.22794 | 0.20804 | 0.19179 | 0.18015 | 0.52119 | 0.52119 | 0.52119 | 0.52119 | 0.29325 | 0.31314 | 0.3294 | 0.34104
2012-05-16 20:00 | 0.21326 | 0.18671 | 0.19089 | 0.18178 | 0.52119 | 0.52119 | 0.52119 | 0.52119 | 0.30793 | 0.33448 | 0.3303 | 0.33941
2012-05-16 21:00 | 0.20069 | 0.17698 | 0.18685 | 0.18147 | 0.52119 | 0.52119 | 0.52119 | 0.52119 | 0.3205 | 0.3442 | 0.33434 | 0.33972
2012-05-16 22:00 | 0.18862 | 0.14082 | 0.18566 | 0.17846 | 0.52119 | 0.52119 | 0.52119 | 0.52119 | 0.33257 | 0.38036 | 0.33553 | 0.34273
2012-05-16 23:00 | 0.18072 | 0.11014 | 0.17951 | 0.17761 | 0.52119 | 0.52119 | 0.52119 | 0.52119 | 0.34046 | 0.41105 | 0.34168 | 0.34358
2012-05-17 | 0.17775 | 0.10375 | 0.17327 | 0.17818 | 0.52119 | 0.52119 | 0.52119 | 0.52119 | 0.34344 | 0.41744 | 0.34791 | 0.34301
2012-05-17 01:00 | 0.17843 | 0.10195 | 0.17325 | 0.17906 | 0.52119 | 0.52119 | 0.52119 | 0.52119 | 0.34276 | 0.41924 | 0.34794 | 0.34213
2012-05-17 02:00 | 0.17244 | 0.1038 | 0.17651 | 0.18032 | 0.52119 | 0.52119 | 0.52119 | 0.52119 | 0.34874 | 0.41738 | 0.34468 | 0.34086
2012-05-17 03:00 | 0.18353 | 0.11186 | 0.18177 | 0.18161 | 0.52119 | 0.52119 | 0.52119 | 0.52119 | 0.33766 | 0.40932 | 0.33942 | 0.33958
2012-05-17 04:00 | 0.20179 | 0.12615 | 0.1839 | 0.18433 | 0.52119 | 0.52119 | 0.52119 | 0.52119 | 0.3194 | 0.39504 | 0.33728 | 0.33686
2012-05-17 05:00 | 0.22677 | 0.14699 | 0.18712 | 0.18985 | 0.52119 | 0.52119 | 0.52119 | 0.52119 | 0.29442 | 0.3742 | 0.33407 | 0.33133
2012-05-17 06:00 | 0.26477 | 0.23069 | 0.19276 | 0.19341 | 0.52119 | 0.52119 | 0.52119 | 0.52119 | 0.25642 | 0.2905 | 0.32842 | 0.32778
2012-05-17 07:00 | 0.2905 | 0.30191 | 0.19238 | 0.19712 | 0.52119 | 0.52119 | 0.52119 | 0.52119 | 0.23069 | 0.21928 | 0.32881 | 0.32407
2012-05-17 08:00 | 0.30047 | 0.32428 | 0.18998 | 0.19699 | 0.52119 | 0.52119 | 0.52119 | 0.52119 | 0.22072 | 0.19691 | 0.33121 | 0.3242
2012-05-17 09:00 | 0.29529 | 0.31721 | 0.18974 | 0.19542 | 0.52119 | 0.52119 | 0.52119 | 0.52119 | 0.2259 | 0.20398 | 0.33145 | 0.32576
2012-05-17 10:00 | 0.29284 | 0.31262 | 0.18625 | 0.19551 | 0.52119 | 0.52119 | 0.52119 | 0.52119 | 0.22835 | 0.20857 | 0.33493 | 0.32568
2012-05-17 11:00 | 0.2901 | 0.31415 | 0.18623 | 0.19262 | 0.52119 | 0.52119 | 0.52119 | 0.52119 | 0.23109 | 0.20704 | 0.33496 | 0.32857
2012-05-17 12:00 | 0.2914 | 0.31067 | 0.18629 | 0.19097 | 0.52119 | 0.52119 | 0.52119 | 0.52119 | 0.22979 | 0.21052 | 0.3349 | 0.33022
2012-05-17 13:00 | 0.29123 | 0.31062 | 0.18723 | 0.19032 | 0.52119 | 0.52119 | 0.52119 | 0.52119 | 0.22995 | 0.21057 | 0.33396 | 0.33087
2012-05-17 14:00 | 0.2922 | 0.3092 | 0.18643 | 0.18925 | 0.52119 | 0.52119 | 0.52119 | 0.52119 | 0.22899 | 0.21199 | 0.33476 | 0.33194
2012-05-17 15:00 | 0.28983 | 0.30426 | 0.18724 | 0.18736 | 0.52119 | 0.52119 | 0.52119 | 0.52119 | 0.23136 | 0.21693 | 0.33395 | 0.33383
2012-05-17 16:00 | 0.28838 | 0.30327 | 0.18788 | 0.18645 | 0.52119 | 0.52119 | 0.52119 | 0.52119 | 0.23281 | 0.21792 | 0.33331 | 0.33473
2012-05-17 17:00 | 0.28291 | 0.28787 | 0.19097 | 0.18817 | 0.52119 | 0.52119 | 0.52119 | 0.52119 | 0.23828 | 0.23331 | 0.33022 | 0.33302
2012-05-17 18:00 | 0.2503 | 0.25476 | 0.19116 | 0.18125 | 0.52119 | 0.52119 | 0.52119 | 0.52119 | 0.27089 | 0.26643 | 0.33002 | 0.33994
2012-05-17 19:00 | 0.22775 | 0.20725 | 0.19108 | 0.18008 | 0.52119 | 0.52119 | 0.52119 | 0.52119 | 0.29344 | 0.31394 | 0.3301 | 0.34111
2012-05-17 20:00 | 0.21319 | 0.18622 | 0.19047 | 0.18104 | 0.52119 | 0.52119 | 0.52119 | 0.52119 | 0.308 | 0.33497 | 0.33072 | 0.34015
2012-05-17 21:00 | 0.20071 | 0.17652 | 0.18647 | 0.18052 | 0.52119 | 0.52119 | 0.52119 | 0.52119 | 0.32047 | 0.34467 | 0.33471 | 0.34066
2012-05-17 22:00 | 0.1886 | 0.14026 | 0.18507 | 0.17765 | 0.52119 | 0.52119 | 0.52119 | 0.52119 | 0.33259 | 0.38093 | 0.33612 | 0.34354
2012-05-17 23:00 | 0.18061 | 0.10956 | 0.17927 | 0.17716 | 0.52119 | 0.52119 | 0.52119 | 0.52119 | 0.34058 | 0.41163 | 0.34192 | 0.34403
2012-05-18 | 0.17752 | 0.10309 | 0.17282 | 0.17813 | 0.52119 | 0.52119 | 0.52119 | 0.52119 | 0.34367 | 0.4181 | 0.34837 | 0.34306
2012-05-18 01:00 | 0.17817 | 0.10104 | 0.17303 | 0.17898 | 0.52119 | 0.52119 | 0.52119 | 0.52119 | 0.34302 | 0.42015 | 0.34815 | 0.34221
2012-05-18 02:00 | 0.17252 | 0.10356 | 0.17579 | 0.18024 | 0.52119 | 0.52119 | 0.52119 | 0.52119 | 0.34867 | 0.41763 | 0.3454 | 0.34095
2012-05-18 03:00 | 0.18339 | 0.11165 | 0.18055 | 0.18189 | 0.52119 | 0.52119 | 0.52119 | 0.52119 | 0.3378 | 0.40954 | 0.34064 | 0.3393
2012-05-18 04:00 | 0.20157 | 0.12593 | 0.18279 | 0.18453 | 0.52119 | 0.52119 | 0.52119 | 0.52119 | 0.31962 | 0.39525 | 0.3384 | 0.33666
2012-05-18 05:00 | 0.22628 | 0.14631 | 0.18604 | 0.18982 | 0.52119 | 0.52119 | 0.52119 | 0.52119 | 0.29491 | 0.37488 | 0.33515 | 0.33136
2012-05-18 06:00 | 0.26463 | 0.22862 | 0.19181 | 0.19341 | 0.52119 | 0.52119 | 0.52119 | 0.52119 | 0.25656 | 0.29257 | 0.32937 | 0.32778
2012-05-18 07:00 | 0.29109 | 0.30001 | 0.19104 | 0.19716 | 0.52119 | 0.52119 | 0.52119 | 0.52119 | 0.2301 | 0.22118 | 0.33015 | 0.32403
2012-05-18 08:00 | 0.29926 | 0.32367 | 0.18969 | 0.19716 | 0.52119 | 0.52119 | 0.52119 | 0.52119 | 0.22193 | 0.19752 | 0.33149 | 0.32403
2012-05-18 09:00 | 0.29611 | 0.31628 | 0.18841 | 0.1958 | 0.52119 | 0.52119 | 0.52119 | 0.52119 | 0.22508 | 0.20491 | 0.33278 | 0.32539
2012-05-18 10:00 | 0.29138 | 0.31292 | 0.18598 | 0.1963 | 0.52119 | 0.52119 | 0.52119 | 0.52119 | 0.2298 | 0.20827 | 0.33521 | 0.32489
2012-05-18 11:00 | 0.28944 | 0.31374 | 0.1871 | 0.19428 | 0.52119 | 0.52119 | 0.52119 | 0.52119 | 0.23175 | 0.20745 | 0.33409 | 0.32691
2012-05-18 12:00 | 0.2908 | 0.31049 | 0.18712 | 0.19154 | 0.52119 | 0.52119 | 0.52119 | 0.52119 | 0.23039 | 0.2107 | 0.33407 | 0.32965
2012-05-18 13:00 | 0.29041 | 0.31101 | 0.18692 | 0.19059 | 0.52119 | 0.52119 | 0.52119 | 0.52119 | 0.23078 | 0.21018 | 0.33427 | 0.33059
2012-05-18 14:00 | 0.29134 | 0.30935 | 0.18717 | 0.18933 | 0.52119 | 0.52119 | 0.52119 | 0.52119 | 0.22985 | 0.21184 | 0.33402 | 0.33186
2012-05-18 15:00 | 0.28934 | 0.30436 | 0.18803 | 0.18767 | 0.52119 | 0.52119 | 0.52119 | 0.52119 | 0.23184 | 0.21683 | 0.33315 | 0.33352
2012-05-18 16:00 | 0.28822 | 0.30366 | 0.18889 | 0.18669 | 0.52119 | 0.52119 | 0.52119 | 0.52119 | 0.23297 | 0.21753 | 0.3323 | 0.3345
2012-05-18 17:00 | 0.28258 | 0.28754 | 0.1929 | 0.18585 | 0.52119 | 0.52119 | 0.52119 | 0.52119 | 0.23861 | 0.23365 | 0.32829 | 0.33533
2012-05-18 18:00 | 0.24927 | 0.25479 | 0.19214 | 0.18126 | 0.52119 | 0.52119 | 0.52119 | 0.52119 | 0.27192 | 0.2664 | 0.32905 | 0.33992
2012-05-18 19:00 | 0.22758 | 0.20758 | 0.1918 | 0.18012 | 0.52119 | 0.52119 | 0.52119 | 0.52119 | 0.29361 | 0.3136 | 0.32938 | 0.34106
2012-05-18 20:00 | 0.21303 | 0.18569 | 0.191 | 0.18189 | 0.52119 | 0.52119 | 0.52119 | 0.52119 | 0.30815 | 0.3355 | 0.33019 | 0.3393
2012-05-18 21:00 | 0.20045 | 0.17615 | 0.18694 | 0.18163 | 0.52119 | 0.52119 | 0.52119 | 0.52119 | 0.32073 | 0.34503 | 0.33425 | 0.33955
2012-05-18 22:00 | 0.18856 | 0.14002 | 0.18569 | 0.17878 | 0.52119 | 0.52119 | 0.52119 | 0.52119 | 0.33263 | 0.38117 | 0.33549 | 0.34241
2012-05-18 23:00 | 0.18046 | 0.10938 | 0.17934 | 0.17793 | 0.52119 | 0.52119 | 0.52119 | 0.52119 | 0.34073 | 0.4118 | 0.34185 | 0.34326
2012-05-19 | 0.17566 | 0.1081 | 0.1761 | 0.18421 | 0.52119 | 0.52119 | 0.52119 | 0.52119 | 0.34553 | 0.41308 | 0.34509 | 0.33698
2012-05-19 01:00 | 0.17407 | 0.10314 | 0.17445 | 0.18088 | 0.52119 | 0.52119 | 0.52119 | 0.52119 | 0.34712 | 0.41805 | 0.34674 | 0.34031
2012-05-19 02:00 | 0.17558 | 0.10275 | 0.17409 | 0.1787 | 0.52119 | 0.52119 | 0.52119 | 0.52119 | 0.34561 | 0.41844 | 0.34709 | 0.34249
2012-05-19 03:00 | 0.17679 | 0.1046 | 0.1745 | 0.1815 | 0.52119 | 0.52119 | 0.52119 | 0.52119 | 0.3444 | 0.41658 | 0.34669 | 0.33969
2012-05-19 04:00 | 0.17742 | 0.10926 | 0.17574 | 0.18031 | 0.52119 | 0.52119 | 0.52119 | 0.52119 | 0.34376 | 0.41193 | 0.34545 | 0.34088
2012-05-19 05:00 | 0.18049 | 0.11294 | 0.17963 | 0.18036 | 0.52119 | 0.52119 | 0.52119 | 0.52119 | 0.3407 | 0.40825 | 0.34155 | 0.34083
2012-05-19 06:00 | 0.19746 | 0.1288 | 0.18168 | 0.1851 | 0.52119 | 0.52119 | 0.52119 | 0.52119 | 0.32372 | 0.39239 | 0.33951 | 0.33609
2012-05-19 07:00 | 0.20882 | 0.16472 | 0.18367 | 0.18546 | 0.52119 | 0.52119 | 0.52119 | 0.52119 | 0.31237 | 0.35647 | 0.33752 | 0.33573
2012-05-19 08:00 | 0.22979 | 0.21197 | 0.18622 | 0.1889 | 0.52119 | 0.52119 | 0.52119 | 0.52119 | 0.29139 | 0.30922 | 0.33496 | 0.33229
2012-05-19 09:00 | 0.23767 | 0.22803 | 0.18408 | 0.18776 | 0.52119 | 0.52119 | 0.52119 | 0.52119 | 0.28352 | 0.29316 | 0.33711 | 0.33342
2012-05-19 10:00 | 0.24201 | 0.22947 | 0.18308 | 0.19023 | 0.52119 | 0.52119 | 0.52119 | 0.52119 | 0.27918 | 0.29172 | 0.33811 | 0.33095
2012-05-19 11:00 | 0.24342 | 0.23518 | 0.18457 | 0.1929 | 0.52119 | 0.52119 | 0.52119 | 0.52119 | 0.27777 | 0.28601 | 0.33662 | 0.32829
2012-05-19 12:00 | 0.24091 | 0.23183 | 0.18378 | 0.18974 | 0.52119 | 0.52119 | 0.52119 | 0.52119 | 0.28028 | 0.28935 | 0.3374 | 0.33145
2012-05-19 13:00 | 0.24012 | 0.22166 | 0.18247 | 0.18579 | 0.52119 | 0.52119 | 0.52119 | 0.52119 | 0.28107 | 0.29953 | 0.33872 | 0.3354
2012-05-19 14:00 | 0.2335 | 0.21527 | 0.18332 | 0.18221 | 0.52119 | 0.52119 | 0.52119 | 0.52119 | 0.28768 | 0.30592 | 0.33787 | 0.33897
2012-05-19 15:00 | 0.22744 | 0.18842 | 0.18292 | 0.18048 | 0.52119 | 0.52119 | 0.52119 | 0.52119 | 0.29375 | 0.33277 | 0.33827 | 0.34071
2012-05-19 16:00 | 0.22209 | 0.17196 | 0.18281 | 0.18145 | 0.52119 | 0.52119 | 0.52119 | 0.52119 | 0.2991 | 0.34923 | 0.33838 | 0.33974
2012-05-19 17:00 | 0.2145 | 0.15932 | 0.18459 | 0.17699 | 0.52119 | 0.52119 | 0.52119 | 0.52119 | 0.30669 | 0.36187 | 0.3366 | 0.3442
2012-05-19 18:00 | 0.20935 | 0.15159 | 0.18511 | 0.1737 | 0.52119 | 0.52119 | 0.52119 | 0.52119 | 0.31184 | 0.3696 | 0.33608 | 0.34749
2012-05-19 19:00 | 0.19976 | 0.14143 | 0.18637 | 0.17448 | 0.52119 | 0.52119 | 0.52119 | 0.52119 | 0.32143 | 0.37975 | 0.33482 | 0.3467
2012-05-19 20:00 | 0.19904 | 0.13492 | 0.18364 | 0.17631 | 0.52119 | 0.52119 | 0.52119 | 0.52119 | 0.32215 | 0.38627 | 0.33755 | 0.34488
2012-05-19 21:00 | 0.19378 | 0.13063 | 0.18373 | 0.17828 | 0.52119 | 0.52119 | 0.52119 | 0.52119 | 0.32741 | 0.39056 | 0.33746 | 0.34291
2012-05-19 22:00 | 0.19018 | 0.12543 | 0.18204 | 0.17754 | 0.52119 | 0.52119 | 0.52119 | 0.52119 | 0.33101 | 0.39576 | 0.33915 | 0.34365
2012-05-19 23:00 | 0.1898 | 0.11172 | 0.18086 | 0.18047 | 0.52119 | 0.52119 | 0.52119 | 0.52119 | 0.33138 | 0.40947 | 0.34033 | 0.34072
2012-05-20 | 0.17538 | 0.10871 | 0.17639 | 0.18466 | 0.52119 | 0.52119 | 0.52119 | 0.52119 | 0.34581 | 0.41248 | 0.3448 | 0.33653
2012-05-20 01:00 | 0.17446 | 0.10399 | 0.17431 | 0.18138 | 0.52119 | 0.52119 | 0.52119 | 0.52119 | 0.34673 | 0.4172 | 0.34688 | 0.3398
2012-05-20 02:00 | 0.17671 | 0.10322 | 0.17434 | 0.17976 | 0.52119 | 0.52119 | 0.52119 | 0.52119 | 0.34448 | 0.41797 | 0.34684 | 0.34143
2012-05-20 03:00 | 0.17759 | 0.10527 | 0.17476 | 0.18227 | 0.52119 | 0.52119 | 0.52119 | 0.52119 | 0.3436 | 0.41592 | 0.34642 | 0.33892
2012-05-20 04:00 | 0.17835 | 0.10992 | 0.17748 | 0.18143 | 0.52119 | 0.52119 | 0.52119 | 0.52119 | 0.34284 | 0.41127 | 0.34371 | 0.33976
2012-05-20 05:00 | 0.18103 | 0.11322 | 0.18139 | 0.18158 | 0.52119 | 0.52119 | 0.52119 | 0.52119 | 0.34016 | 0.40796 | 0.3398 | 0.33961
2012-05-20 06:00 | 0.19766 | 0.12975 | 0.18213 | 0.18648 | 0.52119 | 0.52119 | 0.52119 | 0.52119 | 0.32353 | 0.39144 | 0.33906 | 0.3347
2012-05-20 07:00 | 0.20911 | 0.16404 | 0.17971 | 0.18501 | 0.52119 | 0.52119 | 0.52119 | 0.52119 | 0.31208 | 0.35715 | 0.34148 | 0.33618
2012-05-20 08:00 | 0.22994 | 0.21084 | 0.17957 | 0.18872 | 0.52119 | 0.52119 | 0.52119 | 0.52119 | 0.29125 | 0.31035 | 0.34161 | 0.33247
2012-05-20 09:00 | 0.23822 | 0.22925 | 0.17377 | 0.18735 | 0.52119 | 0.52119 | 0.52119 | 0.52119 | 0.28297 | 0.29194 | 0.34742 | 0.33384
2012-05-20 10:00 | 0.24276 | 0.22947 | 0.17779 | 0.19262 | 0.52119 | 0.52119 | 0.52119 | 0.52119 | 0.27843 | 0.29171 | 0.3434 | 0.32857
2012-05-20 11:00 | 0.24347 | 0.23369 | 0.17811 | 0.19465 | 0.52119 | 0.52119 | 0.52119 | 0.52119 | 0.27772 | 0.2875 | 0.34308 | 0.32654
2012-05-20 12:00 | 0.24067 | 0.23045 | 0.17803 | 0.1893 | 0.52119 | 0.52119 | 0.52119 | 0.52119 | 0.28052 | 0.29074 | 0.34316 | 0.33189
2012-05-20 13:00 | 0.23842 | 0.21978 | 0.17825 | 0.18472 | 0.52119 | 0.52119 | 0.52119 | 0.52119 | 0.28277 | 0.30141 | 0.34294 | 0.33647
2012-05-20 14:00 | 0.23307 | 0.21219 | 0.18062 | 0.18296 | 0.52119 | 0.52119 | 0.52119 | 0.52119 | 0.28812 | 0.309 | 0.34057 | 0.33823
2012-05-20 15:00 | 0.22772 | 0.18515 | 0.179 | 0.17411 | 0.52119 | 0.52119 | 0.52119 | 0.52119 | 0.29347 | 0.33604 | 0.34219 | 0.34707
2012-05-20 16:00 | 0.22232 | 0.16933 | 0.17924 | 0.18169 | 0.52119 | 0.52119 | 0.52119 | 0.52119 | 0.29887 | 0.35186 | 0.34195 | 0.3395
2012-05-20 17:00 | 0.21491 | 0.15834 | 0.18533 | 0.17869 | 0.52119 | 0.52119 | 0.52119 | 0.52119 | 0.30628 | 0.36285 | 0.33586 | 0.3425
2012-05-20 18:00 | 0.2095 | 0.15116 | 0.18654 | 0.17594 | 0.52119 | 0.52119 | 0.52119 | 0.52119 | 0.31169 | 0.37003 | 0.33465 | 0.34525
2012-05-20 19:00 | 0.19937 | 0.14082 | 0.18671 | 0.17614 | 0.52119 | 0.52119 | 0.52119 | 0.52119 | 0.32181 | 0.38037 | 0.33448 | 0.34505
2012-05-20 20:00 | 0.19849 | 0.13443 | 0.18413 | 0.17754 | 0.52119 | 0.52119 | 0.52119 | 0.52119 | 0.3227 | 0.38676 | 0.33706 | 0.34365
2012-05-20 21:00 | 0.19389 | 0.13021 | 0.18323 | 0.17704 | 0.52119 | 0.52119 | 0.52119 | 0.52119 | 0.3273 | 0.39097 | 0.33796 | 0.34415
2012-05-20 22:00 | 0.19038 | 0.12498 | 0.18172 | 0.17684 | 0.52119 | 0.52119 | 0.52119 | 0.52119 | 0.33081 | 0.39621 | 0.33947 | 0.34435
2012-05-20 23:00 | 0.1901 | 0.11137 | 0.17965 | 0.18193 | 0.52119 | 0.52119 | 0.52119 | 0.52119 | 0.33108 | 0.40982 | 0.34154 | 0.33926
2012-05-21 | 0.17752 | 0.10365 | 0.17113 | 0.17805 | 0.52119 | 0.52119 | 0.52119 | 0.52119 | 0.34367 | 0.41753 | 0.35006 | 0.34314
2012-05-21 01:00 | 0.17839 | 0.10183 | 0.17326 | 0.17903 | 0.52119 | 0.52119 | 0.52119 | 0.52119 | 0.3428 | 0.41936 | 0.34793 | 0.34215
2012-05-21 02:00 | 0.17354 | 0.10373 | 0.17667 | 0.17905 | 0.52119 | 0.52119 | 0.52119 | 0.52119 | 0.34765 | 0.41746 | 0.34452 | 0.34214
2012-05-21 03:00 | 0.18453 | 0.11181 | 0.18218 | 0.17929 | 0.52119 | 0.52119 | 0.52119 | 0.52119 | 0.33666 | 0.40937 | 0.33901 | 0.3419
2012-05-21 04:00 | 0.20261 | 0.12714 | 0.18387 | 0.18291 | 0.52119 | 0.52119 | 0.52119 | 0.52119 | 0.31858 | 0.39405 | 0.33732 | 0.33828
2012-05-21 05:00 | 0.22776 | 0.14799 | 0.18719 | 0.18917 | 0.52119 | 0.52119 | 0.52119 | 0.52119 | 0.29343 | 0.3732 | 0.334 | 0.33202
2012-05-21 06:00 | 0.26532 | 0.23105 | 0.19343 | 0.19368 | 0.52119 | 0.52119 | 0.52119 | 0.52119 | 0.25587 | 0.29014 | 0.32776 | 0.32751
2012-05-21 07:00 | 0.29147 | 0.30116 | 0.19297 | 0.19585 | 0.52119 | 0.52119 | 0.52119 | 0.52119 | 0.22972 | 0.22003 | 0.32821 | 0.32534
2012-05-21 08:00 | 0.29965 | 0.32271 | 0.19056 | 0.19447 | 0.52119 | 0.52119 | 0.52119 | 0.52119 | 0.22154 | 0.19848 | 0.33062 | 0.32672
2012-05-21 09:00 | 0.2971 | 0.3165 | 0.1903 | 0.19072 | 0.52119 | 0.52119 | 0.52119 | 0.52119 | 0.22409 | 0.20468 | 0.33089 | 0.33047
2012-05-21 10:00 | 0.29592 | 0.31205 | 0.18487 | 0.19045 | 0.52119 | 0.52119 | 0.52119 | 0.52119 | 0.22527 | 0.20914 | 0.33632 | 0.33074
2012-05-21 11:00 | 0.2931 | 0.31198 | 0.18276 | 0.18839 | 0.52119 | 0.52119 | 0.52119 | 0.52119 | 0.22809 | 0.20921 | 0.33843 | 0.3328
2012-05-21 12:00 | 0.29212 | 0.30852 | 0.18456 | 0.18936 | 0.52119 | 0.52119 | 0.52119 | 0.52119 | 0.22907 | 0.21267 | 0.33662 | 0.33183
2012-05-21 13:00 | 0.29149 | 0.30713 | 0.18184 | 0.19079 | 0.52119 | 0.52119 | 0.52119 | 0.52119 | 0.22969 | 0.21406 | 0.33935 | 0.3304
2012-05-21 14:00 | 0.29155 | 0.30675 | 0.18534 | 0.18975 | 0.52119 | 0.52119 | 0.52119 | 0.52119 | 0.22964 | 0.21444 | 0.33585 | 0.33143
2012-05-21 15:00 | 0.28872 | 0.30174 | 0.18625 | 0.18467 | 0.52119 | 0.52119 | 0.52119 | 0.52119 | 0.23247 | 0.21945 | 0.33494 | 0.33651
2012-05-21 16:00 | 0.28792 | 0.30054 | 0.18854 | 0.18192 | 0.52119 | 0.52119 | 0.52119 | 0.52119 | 0.23327 | 0.22065 | 0.33264 | 0.33926
2012-05-21 17:00 | 0.28313 | 0.28487 | 0.18969 | 0.18479 | 0.52119 | 0.52119 | 0.52119 | 0.52119 | 0.23806 | 0.23632 | 0.3315 | 0.3364
2012-05-21 18:00 | 0.2495 | 0.25235 | 0.19062 | 0.18212 | 0.52119 | 0.52119 | 0.52119 | 0.52119 | 0.27169 | 0.26884 | 0.33057 | 0.33907
2012-05-21 19:00 | 0.22748 | 0.20644 | 0.19092 | 0.17896 | 0.52119 | 0.52119 | 0.52119 | 0.52119 | 0.29371 | 0.31475 | 0.33027 | 0.34223
2012-05-21 20:00 | 0.21326 | 0.18551 | 0.19021 | 0.1832 | 0.52119 | 0.52119 | 0.52119 | 0.52119 | 0.30792 | 0.33568 | 0.33098 | 0.33799
2012-05-21 21:00 | 0.20109 | 0.17632 | 0.18635 | 0.18256 | 0.52119 | 0.52119 | 0.52119 | 0.52119 | 0.3201 | 0.34487 | 0.33484 | 0.33863
2012-05-21 22:00 | 0.18903 | 0.14019 | 0.18552 | 0.1795 | 0.52119 | 0.52119 | 0.52119 | 0.52119 | 0.33216 | 0.381 | 0.33567 | 0.34169
2012-05-21 23:00 | 0.18064 | 0.10997 | 0.179 | 0.17792 | 0.52119 | 0.52119 | 0.52119 | 0.52119 | 0.34055 | 0.41122 | 0.34218 | 0.34327
2012-05-22 | 0.17777 | 0.1034 | 0.17314 | 0.17869 | 0.52119 | 0.52119 | 0.52119 | 0.52119 | 0.34342 | 0.41778 | 0.34804 | 0.34249
2012-05-22 01:00 | 0.17851 | 0.10158 | 0.17355 | 0.17963 | 0.52119 | 0.52119 | 0.52119 | 0.52119 | 0.34268 | 0.41961 | 0.34764 | 0.34156
2012-05-22 02:00 | 0.17348 | 0.10364 | 0.17691 | 0.18045 | 0.52119 | 0.52119 | 0.52119 | 0.52119 | 0.34771 | 0.41755 | 0.34428 | 0.34074
2012-05-22 03:00 | 0.18439 | 0.11167 | 0.18224 | 0.1814 | 0.52119 | 0.52119 | 0.52119 | 0.52119 | 0.33679 | 0.40952 | 0.33895 | 0.33979
2012-05-22 04:00 | 0.2027 | 0.126 | 0.18455 | 0.18454 | 0.52119 | 0.52119 | 0.52119 | 0.52119 | 0.31848 | 0.39518 | 0.33664 | 0.33665
2012-05-22 05:00 | 0.2276 | 0.14648 | 0.18756 | 0.19028 | 0.52119 | 0.52119 | 0.52119 | 0.52119 | 0.29358 | 0.37471 | 0.33363 | 0.33091
2012-05-22 06:00 | 0.26467 | 0.22973 | 0.19285 | 0.19407 | 0.52119 | 0.52119 | 0.52119 | 0.52119 | 0.25652 | 0.29146 | 0.32834 | 0.32712
2012-05-22 07:00 | 0.29007 | 0.29815 | 0.1924 | 0.19677 | 0.52119 | 0.52119 | 0.52119 | 0.52119 | 0.23111 | 0.22304 | 0.32879 | 0.32442
2012-05-22 08:00 | 0.30018 | 0.32336 | 0.18966 | 0.19589 | 0.52119 | 0.52119 | 0.52119 | 0.52119 | 0.22101 | 0.19782 | 0.33153 | 0.3253
2012-05-22 09:00 | 0.29767 | 0.31448 | 0.1871 | 0.19119 | 0.52119 | 0.52119 | 0.52119 | 0.52119 | 0.22352 | 0.20671 | 0.33409 | 0.32999
2012-05-22 10:00 | 0.29656 | 0.31088 | 0.1828 | 0.19072 | 0.52119 | 0.52119 | 0.52119 | 0.52119 | 0.22463 | 0.2103 | 0.33839 | 0.33047
2012-05-22 11:00 | 0.29383 | 0.31149 | 0.18128 | 0.18856 | 0.52119 | 0.52119 | 0.52119 | 0.52119 | 0.22736 | 0.2097 | 0.33991 | 0.33263
2012-05-22 12:00 | 0.29336 | 0.30808 | 0.18268 | 0.18954 | 0.52119 | 0.52119 | 0.52119 | 0.52119 | 0.22783 | 0.21311 | 0.33851 | 0.33165
2012-05-22 13:00 | 0.29267 | 0.30708 | 0.1804 | 0.19086 | 0.52119 | 0.52119 | 0.52119 | 0.52119 | 0.22852 | 0.21411 | 0.34078 | 0.33033
2012-05-22 14:00 | 0.29247 | 0.30675 | 0.18324 | 0.18958 | 0.52119 | 0.52119 | 0.52119 | 0.52119 | 0.22872 | 0.21444 | 0.33795 | 0.3316
2012-05-22 15:00 | 0.28971 | 0.30144 | 0.1837 | 0.18432 | 0.52119 | 0.52119 | 0.52119 | 0.52119 | 0.23148 | 0.21975 | 0.33749 | 0.33686
2012-05-22 16:00 | 0.28801 | 0.29982 | 0.1855 | 0.18209 | 0.52119 | 0.52119 | 0.52119 | 0.52119 | 0.23318 | 0.22137 | 0.33568 | 0.3391
2012-05-22 17:00 | 0.28436 | 0.28426 | 0.18476 | 0.18419 | 0.52119 | 0.52119 | 0.52119 | 0.52119 | 0.23683 | 0.23693 | 0.33643 | 0.337
2012-05-22 18:00 | 0.25046 | 0.25046 | 0.18812 | 0.18298 | 0.52119 | 0.52119 | 0.52119 | 0.52119 | 0.27073 | 0.27073 | 0.33307 | 0.33821
2012-05-22 19:00 | 0.22817 | 0.20466 | 0.18931 | 0.18044 | 0.52119 | 0.52119 | 0.52119 | 0.52119 | 0.29302 | 0.31652 | 0.33188 | 0.34075
2012-05-22 20:00 | 0.21345 | 0.18513 | 0.18872 | 0.18441 | 0.52119 | 0.52119 | 0.52119 | 0.52119 | 0.30774 | 0.33606 | 0.33246 | 0.33678
2012-05-22 21:00 | 0.20094 | 0.17614 | 0.18505 | 0.18321 | 0.52119 | 0.52119 | 0.52119 | 0.52119 | 0.32025 | 0.34505 | 0.33613 | 0.33798
2012-05-22 22:00 | 0.18897 | 0.14036 | 0.1852 | 0.17969 | 0.52119 | 0.52119 | 0.52119 | 0.52119 | 0.33222 | 0.38083 | 0.33598 | 0.3415
2012-05-22 23:00 | 0.18003 | 0.10945 | 0.17889 | 0.17813 | 0.52119 | 0.52119 | 0.52119 | 0.52119 | 0.34116 | 0.41173 | 0.34229 | 0.34306
2012-05-23 | 0.17769 | 0.10316 | 0.1727 | 0.17877 | 0.52119 | 0.52119 | 0.52119 | 0.52119 | 0.34349 | 0.41803 | 0.34848 | 0.34242
2012-05-23 01:00 | 0.1789 | 0.10122 | 0.17304 | 0.17961 | 0.52119 | 0.52119 | 0.52119 | 0.52119 | 0.34228 | 0.41997 | 0.34815 | 0.34157
2012-05-23 02:00 | 0.17354 | 0.1035 | 0.17651 | 0.18014 | 0.52119 | 0.52119 | 0.52119 | 0.52119 | 0.34765 | 0.41769 | 0.34468 | 0.34105
2012-05-23 03:00 | 0.1843 | 0.11156 | 0.18178 | 0.18091 | 0.52119 | 0.52119 | 0.52119 | 0.52119 | 0.33689 | 0.40963 | 0.33941 | 0.34028
2012-05-23 04:00 | 0.20255 | 0.12592 | 0.18405 | 0.18437 | 0.52119 | 0.52119 | 0.52119 | 0.52119 | 0.31864 | 0.39527 | 0.33714 | 0.33682
2012-05-23 05:00 | 0.22712 | 0.14621 | 0.18704 | 0.18994 | 0.52119 | 0.52119 | 0.52119 | 0.52119 | 0.29407 | 0.37498 | 0.33415 | 0.33125
2012-05-23 06:00 | 0.26338 | 0.22842 | 0.19213 | 0.19392 | 0.52119 | 0.52119 | 0.52119 | 0.52119 | 0.25781 | 0.29277 | 0.32906 | 0.32727
2012-05-23 07:00 | 0.28751 | 0.29707 | 0.19001 | 0.19544 | 0.52119 | 0.52119 | 0.52119 | 0.52119 | 0.23368 | 0.22412 | 0.33118 | 0.32575
2012-05-23 08:00 | 0.29931 | 0.32156 | 0.1872 | 0.19354 | 0.52119 | 0.52119 | 0.52119 | 0.52119 | 0.22188 | 0.19963 | 0.33399 | 0.32764
2012-05-23 09:00 | 0.29556 | 0.31207 | 0.18508 | 0.1907 | 0.52119 | 0.52119 | 0.52119 | 0.52119 | 0.22563 | 0.20912 | 0.3361 | 0.33048
2012-05-23 10:00 | 0.2928 | 0.30846 | 0.18175 | 0.19027 | 0.52119 | 0.52119 | 0.52119 | 0.52119 | 0.22839 | 0.21273 | 0.33944 | 0.33092
2012-05-23 11:00 | 0.28985 | 0.31061 | 0.18085 | 0.18775 | 0.52119 | 0.52119 | 0.52119 | 0.52119 | 0.23134 | 0.21058 | 0.34034 | 0.33343
2012-05-23 12:00 | 0.29173 | 0.30925 | 0.1824 | 0.18862 | 0.52119 | 0.52119 | 0.52119 | 0.52119 | 0.22946 | 0.21193 | 0.33879 | 0.33257
2012-05-23 13:00 | 0.29126 | 0.30656 | 0.17751 | 0.19018 | 0.52119 | 0.52119 | 0.52119 | 0.52119 | 0.22993 | 0.21463 | 0.34368 | 0.33101
2012-05-23 14:00 | 0.2894 | 0.30663 | 0.18346 | 0.18927 | 0.52119 | 0.52119 | 0.52119 | 0.52119 | 0.23178 | 0.21456 | 0.33772 | 0.33192
2012-05-23 15:00 | 0.28605 | 0.30157 | 0.18468 | 0.18426 | 0.52119 | 0.52119 | 0.52119 | 0.52119 | 0.23514 | 0.21962 | 0.3365 | 0.33693
2012-05-23 16:00 | 0.28463 | 0.29976 | 0.18585 | 0.18177 | 0.52119 | 0.52119 | 0.52119 | 0.52119 | 0.23656 | 0.22143 | 0.33534 | 0.33942
2012-05-23 17:00 | 0.28338 | 0.28404 | 0.18578 | 0.18204 | 0.52119 | 0.52119 | 0.52119 | 0.52119 | 0.23781 | 0.23715 | 0.33541 | 0.33915
2012-05-23 18:00 | 0.2498 | 0.24771 | 0.18928 | 0.18291 | 0.52119 | 0.52119 | 0.52119 | 0.52119 | 0.27138 | 0.27348 | 0.33191 | 0.33828
2012-05-23 19:00 | 0.22775 | 0.20205 | 0.18982 | 0.18008 | 0.52119 | 0.52119 | 0.52119 | 0.52119 | 0.29344 | 0.31914 | 0.33137 | 0.34111
2012-05-23 20:00 | 0.21323 | 0.18502 | 0.18852 | 0.18423 | 0.52119 | 0.52119 | 0.52119 | 0.52119 | 0.30796 | 0.33617 | 0.33266 | 0.33696
2012-05-23 21:00 | 0.20072 | 0.17625 | 0.18623 | 0.18313 | 0.52119 | 0.52119 | 0.52119 | 0.52119 | 0.32047 | 0.34493 | 0.33496 | 0.33806
2012-05-23 22:00 | 0.18882 | 0.14046 | 0.18462 | 0.17957 | 0.52119 | 0.52119 | 0.52119 | 0.52119 | 0.33236 | 0.38073 | 0.33657 | 0.34162
2012-05-23 23:00 | 0.17962 | 0.11016 | 0.17812 | 0.17777 | 0.52119 | 0.52119 | 0.52119 | 0.52119 | 0.34157 | 0.41103 | 0.34306 | 0.34342
2012-05-24 | 0.17762 | 0.10326 | 0.17215 | 0.17921 | 0.52119 | 0.52119 | 0.52119 | 0.52119 | 0.34357 | 0.41793 | 0.34904 | 0.34198
2012-05-24 01:00 | 0.17878 | 0.10134 | 0.17312 | 0.17989 | 0.52119 | 0.52119 | 0.52119 | 0.52119 | 0.34241 | 0.41985 | 0.34806 | 0.3413
2012-05-24 02:00 | 0.17331 | 0.10359 | 0.17649 | 0.18036 | 0.52119 | 0.52119 | 0.52119 | 0.52119 | 0.34788 | 0.41759 | 0.34469 | 0.34083
2012-05-24 03:00 | 0.18422 | 0.11168 | 0.18193 | 0.18123 | 0.52119 | 0.52119 | 0.52119 | 0.52119 | 0.33697 | 0.40951 | 0.33926 | 0.33996
2012-05-24 04:00 | 0.20279 | 0.12627 | 0.18433 | 0.18454 | 0.52119 | 0.52119 | 0.52119 | 0.52119 | 0.3184 | 0.39492 | 0.33686 | 0.33664
2012-05-24 05:00 | 0.22738 | 0.1461 | 0.18736 | 0.18986 | 0.52119 | 0.52119 | 0.52119 | 0.52119 | 0.2938 | 0.37508 | 0.33383 | 0.33133
2012-05-24 06:00 | 0.26275 | 0.22861 | 0.19277 | 0.19395 | 0.52119 | 0.52119 | 0.52119 | 0.52119 | 0.25844 | 0.29257 | 0.32841 | 0.32724
2012-05-24 07:00 | 0.29174 | 0.29664 | 0.19215 | 0.19605 | 0.52119 | 0.52119 | 0.52119 | 0.52119 | 0.22945 | 0.22455 | 0.32904 | 0.32513
2012-05-24 08:00 | 0.30051 | 0.32227 | 0.18934 | 0.19429 | 0.52119 | 0.52119 | 0.52119 | 0.52119 | 0.22068 | 0.19892 | 0.33185 | 0.3269
2012-05-24 09:00 | 0.29755 | 0.31343 | 0.18742 | 0.19098 | 0.52119 | 0.52119 | 0.52119 | 0.52119 | 0.22364 | 0.20775 | 0.33377 | 0.33021
2012-05-24 10:00 | 0.29596 | 0.30981 | 0.18316 | 0.19023 | 0.52119 | 0.52119 | 0.52119 | 0.52119 | 0.22523 | 0.21138 | 0.33803 | 0.33095
2012-05-24 11:00 | 0.29237 | 0.31104 | 0.18237 | 0.18783 | 0.52119 | 0.52119 | 0.52119 | 0.52119 | 0.22882 | 0.21015 | 0.33882 | 0.33336
2012-05-24 12:00 | 0.29257 | 0.30818 | 0.18414 | 0.18943 | 0.52119 | 0.52119 | 0.52119 | 0.52119 | 0.22862 | 0.21301 | 0.33705 | 0.33175
2012-05-24 13:00 | 0.29181 | 0.30697 | 0.18019 | 0.19062 | 0.52119 | 0.52119 | 0.52119 | 0.52119 | 0.22937 | 0.21422 | 0.341 | 0.33057
2012-05-24 14:00 | 0.29139 | 0.30734 | 0.18486 | 0.18995 | 0.52119 | 0.52119 | 0.52119 | 0.52119 | 0.2298 | 0.21384 | 0.33633 | 0.33124
2012-05-24 15:00 | 0.28845 | 0.30241 | 0.18558 | 0.18456 | 0.52119 | 0.52119 | 0.52119 | 0.52119 | 0.23274 | 0.21878 | 0.33561 | 0.33663
2012-05-24 16:00 | 0.28757 | 0.30117 | 0.18732 | 0.18271 | 0.52119 | 0.52119 | 0.52119 | 0.52119 | 0.23362 | 0.22002 | 0.33387 | 0.33848
2012-05-24 17:00 | 0.28418 | 0.28568 | 0.18887 | 0.18435 | 0.52119 | 0.52119 | 0.52119 | 0.52119 | 0.23701 | 0.23551 | 0.33232 | 0.33683
2012-05-24 18:00 | 0.25035 | 0.25096 | 0.19094 | 0.18172 | 0.52119 | 0.52119 | 0.52119 | 0.52119 | 0.27084 | 0.27023 | 0.33025 | 0.33947
2012-05-24 19:00 | 0.22819 | 0.20433 | 0.19083 | 0.17903 | 0.52119 | 0.52119 | 0.52119 | 0.52119 | 0.293 | 0.31686 | 0.33036 | 0.34216
2012-05-24 20:00 | 0.21335 | 0.18563 | 0.18985 | 0.18308 | 0.52119 | 0.52119 | 0.52119 | 0.52119 | 0.30783 | 0.33556 | 0.33134 | 0.3381
2012-05-24 21:00 | 0.20076 | 0.17662 | 0.18607 | 0.18243 | 0.52119 | 0.52119 | 0.52119 | 0.52119 | 0.32043 | 0.34457 | 0.33512 | 0.33876
2012-05-24 22:00 | 0.18886 | 0.14049 | 0.18543 | 0.17935 | 0.52119 | 0.52119 | 0.52119 | 0.52119 | 0.33233 | 0.3807 | 0.33576 | 0.34184
2012-05-24 23:00 | 0.17995 | 0.10957 | 0.17911 | 0.178 | 0.52119 | 0.52119 | 0.52119 | 0.52119 | 0.34123 | 0.41162 | 0.34208 | 0.34319
2012-05-25 | 0.17779 | 0.10331 | 0.17313 | 0.17884 | 0.52119 | 0.52119 | 0.52119 | 0.52119 | 0.34339 | 0.41788 | 0.34806 | 0.34235
2012-05-25 01:00 | 0.1789 | 0.10144 | 0.17317 | 0.17978 | 0.52119 | 0.52119 | 0.52119 | 0.52119 | 0.34229 | 0.41975 | 0.34802 | 0.34141
2012-05-25 02:00 | 0.17343 | 0.1036 | 0.17657 | 0.18059 | 0.52119 | 0.52119 | 0.52119 | 0.52119 | 0.34776 | 0.41758 | 0.34461 | 0.34059
2012-05-25 03:00 | 0.18404 | 0.11168 | 0.18172 | 0.18168 | 0.52119 | 0.52119 | 0.52119 | 0.52119 | 0.33714 | 0.40951 | 0.33947 | 0.33951
2012-05-25 04:00 | 0.20259 | 0.12601 | 0.18418 | 0.18483 | 0.52119 | 0.52119 | 0.52119 | 0.52119 | 0.31859 | 0.39518 | 0.33701 | 0.33636
2012-05-25 05:00 | 0.2271 | 0.14648 | 0.18706 | 0.19023 | 0.52119 | 0.52119 | 0.52119 | 0.52119 | 0.29408 | 0.37471 | 0.33412 | 0.33096
2012-05-25 06:00 | 0.26176 | 0.22998 | 0.19231 | 0.19416 | 0.52119 | 0.52119 | 0.52119 | 0.52119 | 0.25943 | 0.29121 | 0.32887 | 0.32703
2012-05-25 07:00 | 0.29024 | 0.29704 | 0.19302 | 0.19762 | 0.52119 | 0.52119 | 0.52119 | 0.52119 | 0.23095 | 0.22415 | 0.32817 | 0.32357
2012-05-25 08:00 | 0.29814 | 0.32425 | 0.19121 | 0.19751 | 0.52119 | 0.52119 | 0.52119 | 0.52119 | 0.22304 | 0.19694 | 0.32998 | 0.32367
2012-05-25 09:00 | 0.2932 | 0.31429 | 0.1882 | 0.19541 | 0.52119 | 0.52119 | 0.52119 | 0.52119 | 0.22799 | 0.20689 | 0.33299 | 0.32577
2012-05-25 10:00 | 0.2907 | 0.31079 | 0.18531 | 0.19553 | 0.52119 | 0.52119 | 0.52119 | 0.52119 | 0.23049 | 0.2104 | 0.33588 | 0.32566
2012-05-25 11:00 | 0.28788 | 0.31336 | 0.18552 | 0.19302 | 0.52119 | 0.52119 | 0.52119 | 0.52119 | 0.23331 | 0.20783 | 0.33567 | 0.32817
2012-05-25 12:00 | 0.29157 | 0.31063 | 0.18516 | 0.19103 | 0.52119 | 0.52119 | 0.52119 | 0.52119 | 0.22962 | 0.21056 | 0.33603 | 0.33015
2012-05-25 13:00 | 0.29165 | 0.31004 | 0.18129 | 0.19032 | 0.52119 | 0.52119 | 0.52119 | 0.52119 | 0.22954 | 0.21115 | 0.3399 | 0.33087
2012-05-25 14:00 | 0.28977 | 0.30989 | 0.18479 | 0.18926 | 0.52119 | 0.52119 | 0.52119 | 0.52119 | 0.23142 | 0.2113 | 0.3364 | 0.33193
2012-05-25 15:00 | 0.28653 | 0.30464 | 0.18593 | 0.18693 | 0.52119 | 0.52119 | 0.52119 | 0.52119 | 0.23466 | 0.21655 | 0.33526 | 0.33426
2012-05-25 16:00 | 0.28736 | 0.30357 | 0.18786 | 0.18569 | 0.52119 | 0.52119 | 0.52119 | 0.52119 | 0.23383 | 0.21762 | 0.33333 | 0.3355
2012-05-25 17:00 | 0.28355 | 0.28661 | 0.1903 | 0.18519 | 0.52119 | 0.52119 | 0.52119 | 0.52119 | 0.23764 | 0.23458 | 0.33089 | 0.336
2012-05-25 18:00 | 0.25074 | 0.25181 | 0.19127 | 0.18136 | 0.52119 | 0.52119 | 0.52119 | 0.52119 | 0.27045 | 0.26938 | 0.32992 | 0.33983
2012-05-25 19:00 | 0.22829 | 0.20552 | 0.1912 | 0.17969 | 0.52119 | 0.52119 | 0.52119 | 0.52119 | 0.2929 | 0.31567 | 0.32999 | 0.34149
2012-05-25 20:00 | 0.21339 | 0.18631 | 0.19018 | 0.18266 | 0.52119 | 0.52119 | 0.52119 | 0.52119 | 0.3078 | 0.33488 | 0.33101 | 0.33853
2012-05-25 21:00 | 0.20076 | 0.17694 | 0.18623 | 0.18227 | 0.52119 | 0.52119 | 0.52119 | 0.52119 | 0.32043 | 0.34425 | 0.33496 | 0.33892
2012-05-25 22:00 | 0.18884 | 0.14086 | 0.18541 | 0.17944 | 0.52119 | 0.52119 | 0.52119 | 0.52119 | 0.33235 | 0.38033 | 0.33577 | 0.34175
2012-05-25 23:00 | 0.17981 | 0.10982 | 0.17901 | 0.17807 | 0.52119 | 0.52119 | 0.52119 | 0.52119 | 0.34138 | 0.41136 | 0.34218 | 0.34312
2012-05-26 | 0.17684 | 0.10862 | 0.17631 | 0.18518 | 0.52119 | 0.52119 | 0.52119 | 0.52119 | 0.34435 | 0.41257 | 0.34488 | 0.33601
2012-05-26 01:00 | 0.17486 | 0.10371 | 0.17428 | 0.18099 | 0.52119 | 0.52119 | 0.52119 | 0.52119 | 0.34633 | 0.41748 | 0.34691 | 0.3402
2012-05-26 02:00 | 0.17684 | 0.10266 | 0.17421 | 0.18022 | 0.52119 | 0.52119 | 0.52119 | 0.52119 | 0.34435 | 0.41853 | 0.34698 | 0.34097
2012-05-26 03:00 | 0.17733 | 0.1047 | 0.17464 | 0.18281 | 0.52119 | 0.52119 | 0.52119 | 0.52119 | 0.34386 | 0.41649 | 0.34655 | 0.33838
2012-05-26 04:00 | 0.17797 | 0.10927 | 0.17703 | 0.18171 | 0.52119 | 0.52119 | 0.52119 | 0.52119 | 0.34322 | 0.41192 | 0.34415 | 0.33947
2012-05-26 05:00 | 0.18022 | 0.11276 | 0.18026 | 0.18071 | 0.52119 | 0.52119 | 0.52119 | 0.52119 | 0.34097 | 0.40843 | 0.34093 | 0.34048
2012-05-26 06:00 | 0.19674 | 0.12855 | 0.18058 | 0.18512 | 0.52119 | 0.52119 | 0.52119 | 0.52119 | 0.32445 | 0.39264 | 0.34061 | 0.33607
2012-05-26 07:00 | 0.20591 | 0.16278 | 0.18023 | 0.18495 | 0.52119 | 0.52119 | 0.52119 | 0.52119 | 0.31528 | 0.35841 | 0.34095 | 0.33624
2012-05-26 08:00 | 0.22667 | 0.21204 | 0.18253 | 0.1888 | 0.52119 | 0.52119 | 0.52119 | 0.52119 | 0.29451 | 0.30915 | 0.33865 | 0.33239
2012-05-26 09:00 | 0.23112 | 0.22388 | 0.18005 | 0.18763 | 0.52119 | 0.52119 | 0.52119 | 0.52119 | 0.29007 | 0.29731 | 0.34114 | 0.33356
2012-05-26 10:00 | 0.23803 | 0.22249 | 0.1782 | 0.18956 | 0.52119 | 0.52119 | 0.52119 | 0.52119 | 0.28316 | 0.2987 | 0.34299 | 0.33162
2012-05-26 11:00 | 0.23951 | 0.22877 | 0.18098 | 0.19172 | 0.52119 | 0.52119 | 0.52119 | 0.52119 | 0.28168 | 0.29242 | 0.34021 | 0.32947
2012-05-26 12:00 | 0.23858 | 0.22721 | 0.18212 | 0.18931 | 0.52119 | 0.52119 | 0.52119 | 0.52119 | 0.28261 | 0.29398 | 0.33906 | 0.33188
2012-05-26 13:00 | 0.23373 | 0.21668 | 0.18331 | 0.18555 | 0.52119 | 0.52119 | 0.52119 | 0.52119 | 0.28746 | 0.3045 | 0.33787 | 0.33564
2012-05-26 14:00 | 0.23305 | 0.20999 | 0.18342 | 0.18231 | 0.52119 | 0.52119 | 0.52119 | 0.52119 | 0.28814 | 0.3112 | 0.33777 | 0.33888
2012-05-26 15:00 | 0.22669 | 0.18296 | 0.18297 | 0.1842 | 0.52119 | 0.52119 | 0.52119 | 0.52119 | 0.2945 | 0.33823 | 0.33822 | 0.33699
2012-05-26 16:00 | 0.22147 | 0.16734 | 0.18264 | 0.18269 | 0.52119 | 0.52119 | 0.52119 | 0.52119 | 0.29972 | 0.35385 | 0.33855 | 0.33849
2012-05-26 17:00 | 0.21307 | 0.15843 | 0.18452 | 0.17845 | 0.52119 | 0.52119 | 0.52119 | 0.52119 | 0.30812 | 0.36275 | 0.33667 | 0.34274
2012-05-26 18:00 | 0.20868 | 0.15222 | 0.18426 | 0.17478 | 0.52119 | 0.52119 | 0.52119 | 0.52119 | 0.31251 | 0.36896 | 0.33693 | 0.3464
2012-05-26 19:00 | 0.19893 | 0.14129 | 0.18204 | 0.17363 | 0.52119 | 0.52119 | 0.52119 | 0.52119 | 0.32226 | 0.3799 | 0.33915 | 0.34756
2012-05-26 20:00 | 0.19757 | 0.1346 | 0.18178 | 0.17624 | 0.52119 | 0.52119 | 0.52119 | 0.52119 | 0.32362 | 0.38659 | 0.33941 | 0.34495
2012-05-26 21:00 | 0.19393 | 0.13028 | 0.184 | 0.17877 | 0.52119 | 0.52119 | 0.52119 | 0.52119 | 0.32725 | 0.39091 | 0.33719 | 0.34241
2012-05-26 22:00 | 0.19025 | 0.12509 | 0.18256 | 0.17825 | 0.52119 | 0.52119 | 0.52119 | 0.52119 | 0.33094 | 0.3961 | 0.33862 | 0.34294
2012-05-26 23:00 | 0.18953 | 0.11152 | 0.18175 | 0.17969 | 0.52119 | 0.52119 | 0.52119 | 0.52119 | 0.33166 | 0.40967 | 0.33944 | 0.3415
2012-05-27 | 0.1767 | 0.10851 | 0.17588 | 0.18448 | 0.52119 | 0.52119 | 0.52119 | 0.52119 | 0.34449 | 0.41268 | 0.3453 | 0.33671
2012-05-27 01:00 | 0.17467 | 0.10359 | 0.17434 | 0.18091 | 0.52119 | 0.52119 | 0.52119 | 0.52119 | 0.34652 | 0.4176 | 0.34684 | 0.34028
2012-05-27 02:00 | 0.17656 | 0.10263 | 0.17412 | 0.17946 | 0.52119 | 0.52119 | 0.52119 | 0.52119 | 0.34463 | 0.41856 | 0.34707 | 0.34173
2012-05-27 03:00 | 0.17706 | 0.10475 | 0.17457 | 0.18175 | 0.52119 | 0.52119 | 0.52119 | 0.52119 | 0.34413 | 0.41644 | 0.34662 | 0.33943
2012-05-27 04:00 | 0.17767 | 0.10938 | 0.17647 | 0.18077 | 0.52119 | 0.52119 | 0.52119 | 0.52119 | 0.34352 | 0.41181 | 0.34472 | 0.34041
2012-05-27 05:00 | 0.18013 | 0.11286 | 0.17952 | 0.1803 | 0.52119 | 0.52119 | 0.52119 | 0.52119 | 0.34106 | 0.40832 | 0.34167 | 0.34089
2012-05-27 06:00 | 0.19644 | 0.12871 | 0.18014 | 0.18461 | 0.52119 | 0.52119 | 0.52119 | 0.52119 | 0.32475 | 0.39248 | 0.34105 | 0.33657
2012-05-27 07:00 | 0.20768 | 0.16454 | 0.1841 | 0.18468 | 0.52119 | 0.52119 | 0.52119 | 0.52119 | 0.3135 | 0.35665 | 0.33709 | 0.33651
2012-05-27 08:00 | 0.22872 | 0.2123 | 0.18641 | 0.18732 | 0.52119 | 0.52119 | 0.52119 | 0.52119 | 0.29247 | 0.30888 | 0.33477 | 0.33387
2012-05-27 09:00 | 0.23215 | 0.22452 | 0.18454 | 0.18778 | 0.52119 | 0.52119 | 0.52119 | 0.52119 | 0.28903 | 0.29666 | 0.33665 | 0.33341
2012-05-27 10:00 | 0.23915 | 0.22609 | 0.18239 | 0.18871 | 0.52119 | 0.52119 | 0.52119 | 0.52119 | 0.28204 | 0.2951 | 0.33879 | 0.33248
2012-05-27 11:00 | 0.24028 | 0.233 | 0.18409 | 0.19106 | 0.52119 | 0.52119 | 0.52119 | 0.52119 | 0.28091 | 0.28818 | 0.3371 | 0.33013
2012-05-27 12:00 | 0.23773 | 0.22963 | 0.18262 | 0.18907 | 0.52119 | 0.52119 | 0.52119 | 0.52119 | 0.28346 | 0.29156 | 0.33857 | 0.33212
2012-05-27 13:00 | 0.23286 | 0.21982 | 0.18371 | 0.18527 | 0.52119 | 0.52119 | 0.52119 | 0.52119 | 0.28833 | 0.30137 | 0.33748 | 0.33592
2012-05-27 14:00 | 0.23279 | 0.21274 | 0.1834 | 0.18245 | 0.52119 | 0.52119 | 0.52119 | 0.52119 | 0.28839 | 0.30845 | 0.33779 | 0.33873
2012-05-27 15:00 | 0.22749 | 0.18553 | 0.18306 | 0.18422 | 0.52119 | 0.52119 | 0.52119 | 0.52119 | 0.2937 | 0.33566 | 0.33813 | 0.33697
2012-05-27 16:00 | 0.22199 | 0.16966 | 0.18268 | 0.18233 | 0.52119 | 0.52119 | 0.52119 | 0.52119 | 0.2992 | 0.35153 | 0.33851 | 0.33886
2012-05-27 17:00 | 0.21479 | 0.15874 | 0.18439 | 0.17858 | 0.52119 | 0.52119 | 0.52119 | 0.52119 | 0.3064 | 0.36245 | 0.3368 | 0.34261
2012-05-27 18:00 | 0.20946 | 0.15189 | 0.18414 | 0.17469 | 0.52119 | 0.52119 | 0.52119 | 0.52119 | 0.31172 | 0.3693 | 0.33704 | 0.3465
2012-05-27 19:00 | 0.19864 | 0.14108 | 0.18276 | 0.17329 | 0.52119 | 0.52119 | 0.52119 | 0.52119 | 0.32254 | 0.3801 | 0.33843 | 0.34789
2012-05-27 20:00 | 0.19763 | 0.1345 | 0.1819 | 0.17596 | 0.52119 | 0.52119 | 0.52119 | 0.52119 | 0.32356 | 0.38669 | 0.33929 | 0.34523
2012-05-27 21:00 | 0.19407 | 0.13025 | 0.18407 | 0.17837 | 0.52119 | 0.52119 | 0.52119 | 0.52119 | 0.32711 | 0.39094 | 0.33712 | 0.34282
2012-05-27 22:00 | 0.19045 | 0.12502 | 0.18252 | 0.17782 | 0.52119 | 0.52119 | 0.52119 | 0.52119 | 0.33074 | 0.39617 | 0.33866 | 0.34336
2012-05-27 23:00 | 0.19022 | 0.11148 | 0.1815 | 0.17908 | 0.52119 | 0.52119 | 0.52119 | 0.52119 | 0.33097 | 0.40971 | 0.33969 | 0.34211
2012-05-28 | 0.17609 | 0.10845 | 0.17591 | 0.18421 | 0.52119 | 0.52119 | 0.52119 | 0.52119 | 0.34509 | 0.41274 | 0.34528 | 0.33698
2012-05-28 01:00 | 0.17436 | 0.10344 | 0.17435 | 0.18069 | 0.52119 | 0.52119 | 0.52119 | 0.52119 | 0.34683 | 0.41775 | 0.34684 | 0.3405
2012-05-28 02:00 | 0.17612 | 0.10254 | 0.17414 | 0.17923 | 0.52119 | 0.52119 | 0.52119 | 0.52119 | 0.34507 | 0.41865 | 0.34705 | 0.34195
2012-05-28 03:00 | 0.17678 | 0.10453 | 0.17454 | 0.18172 | 0.52119 | 0.52119 | 0.52119 | 0.52119 | 0.34441 | 0.41666 | 0.34665 | 0.33946
2012-05-28 04:00 | 0.17734 | 0.10902 | 0.1762 | 0.18085 | 0.52119 | 0.52119 | 0.52119 | 0.52119 | 0.34384 | 0.41216 | 0.34499 | 0.34033
2012-05-28 05:00 | 0.18 | 0.11224 | 0.17952 | 0.18059 | 0.52119 | 0.52119 | 0.52119 | 0.52119 | 0.34119 | 0.40895 | 0.34167 | 0.3406
2012-05-28 06:00 | 0.19642 | 0.1281 | 0.18008 | 0.18525 | 0.52119 | 0.52119 | 0.52119 | 0.52119 | 0.32476 | 0.39309 | 0.34111 | 0.33593
2012-05-28 07:00 | 0.20738 | 0.1638 | 0.18163 | 0.18508 | 0.52119 | 0.52119 | 0.52119 | 0.52119 | 0.31381 | 0.35739 | 0.33955 | 0.33611
2012-05-28 08:00 | 0.22832 | 0.21115 | 0.18322 | 0.18906 | 0.52119 | 0.52119 | 0.52119 | 0.52119 | 0.29287 | 0.31004 | 0.33797 | 0.33213
2012-05-28 09:00 | 0.23109 | 0.22307 | 0.18018 | 0.1876 | 0.52119 | 0.52119 | 0.52119 | 0.52119 | 0.2901 | 0.29812 | 0.34101 | 0.33359
2012-05-28 10:00 | 0.23677 | 0.22194 | 0.17696 | 0.18998 | 0.52119 | 0.52119 | 0.52119 | 0.52119 | 0.28442 | 0.29925 | 0.34423 | 0.3312
2012-05-28 11:00 | 0.23732 | 0.22835 | 0.17609 | 0.19434 | 0.52119 | 0.52119 | 0.52119 | 0.52119 | 0.28387 | 0.29284 | 0.3451 | 0.32684
2012-05-28 12:00 | 0.2352 | 0.2252 | 0.17411 | 0.18872 | 0.52119 | 0.52119 | 0.52119 | 0.52119 | 0.28599 | 0.29599 | 0.34708 | 0.33247
2012-05-28 13:00 | 0.22999 | 0.21521 | 0.1751 | 0.18398 | 0.52119 | 0.52119 | 0.52119 | 0.52119 | 0.29119 | 0.30597 | 0.34608 | 0.33721
2012-05-28 14:00 | 0.22951 | 0.20893 | 0.17929 | 0.18223 | 0.52119 | 0.52119 | 0.52119 | 0.52119 | 0.29168 | 0.31226 | 0.3419 | 0.33896
2012-05-28 15:00 | 0.22359 | 0.18236 | 0.17729 | 0.17633 | 0.52119 | 0.52119 | 0.52119 | 0.52119 | 0.2976 | 0.33883 | 0.34389 | 0.34486
2012-05-28 16:00 | 0.21821 | 0.16694 | 0.17836 | 0.18188 | 0.52119 | 0.52119 | 0.52119 | 0.52119 | 0.30298 | 0.35424 | 0.34283 | 0.33931
2012-05-28 17:00 | 0.21038 | 0.15782 | 0.18227 | 0.17899 | 0.52119 | 0.52119 | 0.52119 | 0.52119 | 0.31081 | 0.36337 | 0.33892 | 0.3422
2012-05-28 18:00 | 0.20649 | 0.1517 | 0.18372 | 0.17547 | 0.52119 | 0.52119 | 0.52119 | 0.52119 | 0.3147 | 0.36949 | 0.33747 | 0.34572
2012-05-28 19:00 | 0.19711 | 0.14048 | 0.1821 | 0.17653 | 0.52119 | 0.52119 | 0.52119 | 0.52119 | 0.32408 | 0.3807 | 0.33909 | 0.34466
2012-05-28 20:00 | 0.19544 | 0.13368 | 0.18346 | 0.17772 | 0.52119 | 0.52119 | 0.52119 | 0.52119 | 0.32575 | 0.38751 | 0.33773 | 0.34347
2012-05-28 21:00 | 0.19219 | 0.12983 | 0.18187 | 0.17786 | 0.52119 | 0.52119 | 0.52119 | 0.52119 | 0.329 | 0.39136 | 0.33932 | 0.34333
2012-05-28 22:00 | 0.18863 | 0.12361 | 0.18093 | 0.17795 | 0.52119 | 0.52119 | 0.52119 | 0.52119 | 0.33256 | 0.39758 | 0.34026 | 0.34324
2012-05-28 23:00 | 0.18782 | 0.11098 | 0.17858 | 0.18197 | 0.52119 | 0.52119 | 0.52119 | 0.52119 | 0.33337 | 0.41021 | 0.34261 | 0.33922
2012-05-29 | 0.17762 | 0.10311 | 0.1714 | 0.17865 | 0.52119 | 0.52119 | 0.52119 | 0.52119 | 0.34356 | 0.41808 | 0.34979 | 0.34254
2012-05-29 01:00 | 0.17878 | 0.10111 | 0.17192 | 0.1793 | 0.52119 | 0.52119 | 0.52119 | 0.52119 | 0.34241 | 0.42008 | 0.34926 | 0.34189
2012-05-29 02:00 | 0.17278 | 0.10346 | 0.17552 | 0.17967 | 0.52119 | 0.52119 | 0.52119 | 0.52119 | 0.34841 | 0.41772 | 0.34566 | 0.34151
2012-05-29 03:00 | 0.18369 | 0.11154 | 0.18117 | 0.17984 | 0.52119 | 0.52119 | 0.52119 | 0.52119 | 0.33749 | 0.40965 | 0.34002 | 0.34135
2012-05-29 04:00 | 0.20203 | 0.12678 | 0.18302 | 0.18337 | 0.52119 | 0.52119 | 0.52119 | 0.52119 | 0.31916 | 0.39441 | 0.33817 | 0.33782
2012-05-29 05:00 | 0.22657 | 0.14685 | 0.18582 | 0.18917 | 0.52119 | 0.52119 | 0.52119 | 0.52119 | 0.29461 | 0.37434 | 0.33537 | 0.33201
2012-05-29 06:00 | 0.26292 | 0.2283 | 0.19157 | 0.19343 | 0.52119 | 0.52119 | 0.52119 | 0.52119 | 0.25827 | 0.29289 | 0.32962 | 0.32776
2012-05-29 07:00 | 0.28778 | 0.29751 | 0.18938 | 0.19535 | 0.52119 | 0.52119 | 0.52119 | 0.52119 | 0.2334 | 0.22368 | 0.33181 | 0.32583
2012-05-29 08:00 | 0.29824 | 0.32172 | 0.18685 | 0.19369 | 0.52119 | 0.52119 | 0.52119 | 0.52119 | 0.22295 | 0.19946 | 0.33433 | 0.32749
2012-05-29 09:00 | 0.29484 | 0.3118 | 0.18506 | 0.1904 | 0.52119 | 0.52119 | 0.52119 | 0.52119 | 0.22635 | 0.20939 | 0.33613 | 0.33079
2012-05-29 10:00 | 0.29067 | 0.30897 | 0.18028 | 0.19016 | 0.52119 | 0.52119 | 0.52119 | 0.52119 | 0.23052 | 0.21222 | 0.34091 | 0.33103
2012-05-29 11:00 | 0.28869 | 0.31033 | 0.17824 | 0.18714 | 0.52119 | 0.52119 | 0.52119 | 0.52119 | 0.2325 | 0.21086 | 0.34295 | 0.33404
2012-05-29 12:00 | 0.29102 | 0.30703 | 0.17919 | 0.18726 | 0.52119 | 0.52119 | 0.52119 | 0.52119 | 0.23017 | 0.21416 | 0.342 | 0.33393
2012-05-29 13:00 | 0.29081 | 0.30571 | 0.17606 | 0.18953 | 0.52119 | 0.52119 | 0.52119 | 0.52119 | 0.23038 | 0.21548 | 0.34513 | 0.33166
2012-05-29 14:00 | 0.29083 | 0.30582 | 0.18081 | 0.18861 | 0.52119 | 0.52119 | 0.52119 | 0.52119 | 0.23035 | 0.21537 | 0.34038 | 0.33258
2012-05-29 15:00 | 0.28814 | 0.30048 | 0.18199 | 0.18358 | 0.52119 | 0.52119 | 0.52119 | 0.52119 | 0.23305 | 0.22071 | 0.33919 | 0.3376
2012-05-29 16:00 | 0.2874 | 0.29888 | 0.18484 | 0.18166 | 0.52119 | 0.52119 | 0.52119 | 0.52119 | 0.23379 | 0.22231 | 0.33635 | 0.33953
2012-05-29 17:00 | 0.28337 | 0.28434 | 0.18511 | 0.18177 | 0.52119 | 0.52119 | 0.52119 | 0.52119 | 0.23781 | 0.23685 | 0.33607 | 0.33942
2012-05-29 18:00 | 0.25023 | 0.25046 | 0.18798 | 0.18272 | 0.52119 | 0.52119 | 0.52119 | 0.52119 | 0.27096 | 0.27073 | 0.33321 | 0.33847
2012-05-29 19:00 | 0.22805 | 0.20345 | 0.1891 | 0.18025 | 0.52119 | 0.52119 | 0.52119 | 0.52119 | 0.29314 | 0.31774 | 0.33209 | 0.34094
2012-05-29 20:00 | 0.2133 | 0.18494 | 0.18807 | 0.18438 | 0.52119 | 0.52119 | 0.52119 | 0.52119 | 0.30789 | 0.33625 | 0.33311 | 0.33681
2012-05-29 21:00 | 0.20018 | 0.17619 | 0.18482 | 0.18307 | 0.52119 | 0.52119 | 0.52119 | 0.52119 | 0.32101 | 0.345 | 0.33637 | 0.33812
2012-05-29 22:00 | 0.1883 | 0.14027 | 0.18442 | 0.1792 | 0.52119 | 0.52119 | 0.52119 | 0.52119 | 0.33289 | 0.38092 | 0.33676 | 0.34199
2012-05-29 23:00 | 0.17932 | 0.11013 | 0.17815 | 0.17738 | 0.52119 | 0.52119 | 0.52119 | 0.52119 | 0.34187 | 0.41106 | 0.34304 | 0.34381
2012-05-30 | 0.17746 | 0.10309 | 0.17201 | 0.17862 | 0.52119 | 0.52119 | 0.52119 | 0.52119 | 0.34373 | 0.41809 | 0.34917 | 0.34256
2012-05-30 01:00 | 0.17878 | 0.10073 | 0.17274 | 0.17939 | 0.52119 | 0.52119 | 0.52119 | 0.52119 | 0.34241 | 0.42046 | 0.34845 | 0.3418
2012-05-30 02:00 | 0.17222 | 0.10325 | 0.17631 | 0.17988 | 0.52119 | 0.52119 | 0.52119 | 0.52119 | 0.34896 | 0.41794 | 0.34488 | 0.34131
2012-05-30 03:00 | 0.18313 | 0.11135 | 0.18165 | 0.1802 | 0.52119 | 0.52119 | 0.52119 | 0.52119 | 0.33806 | 0.40983 | 0.33954 | 0.34099
2012-05-30 04:00 | 0.20154 | 0.12666 | 0.18363 | 0.18326 | 0.52119 | 0.52119 | 0.52119 | 0.52119 | 0.31965 | 0.39453 | 0.33755 | 0.33793
2012-05-30 05:00 | 0.22603 | 0.14657 | 0.18683 | 0.18915 | 0.52119 | 0.52119 | 0.52119 | 0.52119 | 0.29515 | 0.37462 | 0.33436 | 0.33204
2012-05-30 06:00 | 0.26264 | 0.2277 | 0.19218 | 0.19336 | 0.52119 | 0.52119 | 0.52119 | 0.52119 | 0.25855 | 0.29349 | 0.32901 | 0.32783
2012-05-30 07:00 | 0.28772 | 0.2966 | 0.18953 | 0.19575 | 0.52119 | 0.52119 | 0.52119 | 0.52119 | 0.23347 | 0.22458 | 0.33165 | 0.32544
2012-05-30 08:00 | 0.29719 | 0.32145 | 0.18722 | 0.19405 | 0.52119 | 0.52119 | 0.52119 | 0.52119 | 0.224 | 0.19973 | 0.33396 | 0.32714
2012-05-30 09:00 | 0.29409 | 0.3119 | 0.18541 | 0.19055 | 0.52119 | 0.52119 | 0.52119 | 0.52119 | 0.2271 | 0.20929 | 0.33578 | 0.33064
2012-05-30 10:00 | 0.28958 | 0.30904 | 0.18139 | 0.19085 | 0.52119 | 0.52119 | 0.52119 | 0.52119 | 0.23161 | 0.21215 | 0.3398 | 0.33034
2012-05-30 11:00 | 0.28787 | 0.31067 | 0.18038 | 0.18871 | 0.52119 | 0.52119 | 0.52119 | 0.52119 | 0.23331 | 0.21052 | 0.34081 | 0.33247
2012-05-30 12:00 | 0.29081 | 0.30731 | 0.18117 | 0.18867 | 0.52119 | 0.52119 | 0.52119 | 0.52119 | 0.23038 | 0.21388 | 0.34002 | 0.33252
2012-05-30 13:00 | 0.29105 | 0.30586 | 0.17681 | 0.19035 | 0.52119 | 0.52119 | 0.52119 | 0.52119 | 0.23013 | 0.21533 | 0.34438 | 0.33084
2012-05-30 14:00 | 0.29075 | 0.30615 | 0.18097 | 0.18917 | 0.52119 | 0.52119 | 0.52119 | 0.52119 | 0.23043 | 0.21504 | 0.34021 | 0.33202
2012-05-30 15:00 | 0.28778 | 0.30099 | 0.18145 | 0.1839 | 0.52119 | 0.52119 | 0.52119 | 0.52119 | 0.23341 | 0.2202 | 0.33974 | 0.33729
2012-05-30 16:00 | 0.2878 | 0.29931 | 0.18489 | 0.18182 | 0.52119 | 0.52119 | 0.52119 | 0.52119 | 0.23339 | 0.22188 | 0.33629 | 0.33937
2012-05-30 17:00 | 0.28334 | 0.28437 | 0.18454 | 0.18207 | 0.52119 | 0.52119 | 0.52119 | 0.52119 | 0.23785 | 0.23682 | 0.33665 | 0.33911
2012-05-30 18:00 | 0.25206 | 0.24935 | 0.18727 | 0.18283 | 0.52119 | 0.52119 | 0.52119 | 0.52119 | 0.26913 | 0.27184 | 0.33392 | 0.33836
2012-05-30 19:00 | 0.22784 | 0.20249 | 0.18842 | 0.1801 | 0.52119 | 0.52119 | 0.52119 | 0.52119 | 0.29335 | 0.3187 | 0.33277 | 0.34109
2012-05-30 20:00 | 0.21323 | 0.18492 | 0.18729 | 0.1844 | 0.52119 | 0.52119 | 0.52119 | 0.52119 | 0.30796 | 0.33626 | 0.33389 | 0.33679
2012-05-30 21:00 | 0.2 | 0.17624 | 0.18443 | 0.18305 | 0.52119 | 0.52119 | 0.52119 | 0.52119 | 0.32119 | 0.34495 | 0.33676 | 0.33814
2012-05-30 22:00 | 0.18795 | 0.14034 | 0.18368 | 0.17923 | 0.52119 | 0.52119 | 0.52119 | 0.52119 | 0.33324 | 0.38085 | 0.33751 | 0.34196
2012-05-30 23:00 | 0.17897 | 0.11014 | 0.17709 | 0.17716 | 0.52119 | 0.52119 | 0.52119 | 0.52119 | 0.34222 | 0.41104 | 0.3441 | 0.34403
2012-05-31 | 0.1775 | 0.1031 | 0.17136 | 0.17902 | 0.52119 | 0.52119 | 0.52119 | 0.52119 | 0.34368 | 0.41809 | 0.34983 | 0.34217
2012-05-31 01:00 | 0.17847 | 0.10079 | 0.17202 | 0.17976 | 0.52119 | 0.52119 | 0.52119 | 0.52119 | 0.34272 | 0.4204 | 0.34917 | 0.34143
2012-05-31 02:00 | 0.17168 | 0.10331 | 0.17586 | 0.18069 | 0.52119 | 0.52119 | 0.52119 | 0.52119 | 0.34951 | 0.41788 | 0.34533 | 0.3405
2012-05-31 03:00 | 0.18279 | 0.11142 | 0.18104 | 0.18156 | 0.52119 | 0.52119 | 0.52119 | 0.52119 | 0.33839 | 0.40977 | 0.34015 | 0.33963
2012-05-31 04:00 | 0.2013 | 0.1259 | 0.18347 | 0.18437 | 0.52119 | 0.52119 | 0.52119 | 0.52119 | 0.31989 | 0.39528 | 0.33771 | 0.33681
2012-05-31 05:00 | 0.2259 | 0.14564 | 0.18617 | 0.19004 | 0.52119 | 0.52119 | 0.52119 | 0.52119 | 0.29529 | 0.37555 | 0.33502 | 0.33115
2012-05-31 06:00 | 0.26181 | 0.2277 | 0.19139 | 0.19423 | 0.52119 | 0.52119 | 0.52119 | 0.52119 | 0.25938 | 0.29349 | 0.32979 | 0.32696
2012-05-31 07:00 | 0.28612 | 0.29665 | 0.1897 | 0.19763 | 0.52119 | 0.52119 | 0.52119 | 0.52119 | 0.23507 | 0.22454 | 0.33148 | 0.32356
2012-05-31 08:00 | 0.30014 | 0.32266 | 0.18836 | 0.1973 | 0.52119 | 0.52119 | 0.52119 | 0.52119 | 0.22104 | 0.19853 | 0.33283 | 0.32388
2012-05-31 09:00 | 0.29592 | 0.3137 | 0.18566 | 0.19462 | 0.52119 | 0.52119 | 0.52119 | 0.52119 | 0.22527 | 0.20749 | 0.33553 | 0.32657
2012-05-31 10:00 | 0.29374 | 0.31042 | 0.18242 | 0.19418 | 0.52119 | 0.52119 | 0.52119 | 0.52119 | 0.22745 | 0.21077 | 0.33876 | 0.32701
2012-05-31 11:00 | 0.29192 | 0.31168 | 0.18262 | 0.19171 | 0.52119 | 0.52119 | 0.52119 | 0.52119 | 0.22926 | 0.2095 | 0.33857 | 0.32948
2012-05-31 12:00 | 0.29171 | 0.30826 | 0.18261 | 0.19124 | 0.52119 | 0.52119 | 0.52119 | 0.52119 | 0.22948 | 0.21293 | 0.33857 | 0.32995
2012-05-31 13:00 | 0.29109 | 0.30748 | 0.17899 | 0.19072 | 0.52119 | 0.52119 | 0.52119 | 0.52119 | 0.2301 | 0.21371 | 0.3422 | 0.33047
2012-05-31 14:00 | 0.29079 | 0.30806 | 0.18274 | 0.1899 | 0.52119 | 0.52119 | 0.52119 | 0.52119 | 0.23039 | 0.21312 | 0.33845 | 0.33129
2012-05-31 15:00 | 0.28786 | 0.30273 | 0.18352 | 0.18648 | 0.52119 | 0.52119 | 0.52119 | 0.52119 | 0.23333 | 0.21846 | 0.33767 | 0.33471
2012-05-31 16:00 | 0.2872 | 0.3019 | 0.18483 | 0.18547 | 0.52119 | 0.52119 | 0.52119 | 0.52119 | 0.23399 | 0.21929 | 0.33636 | 0.33572
2012-05-31 17:00 | 0.2837 | 0.28675 | 0.1876 | 0.1856 | 0.52119 | 0.52119 | 0.52119 | 0.52119 | 0.23748 | 0.23444 | 0.33358 | 0.33559
2012-05-31 18:00 | 0.2513 | 0.2514 | 0.18999 | 0.18175 | 0.52119 | 0.52119 | 0.52119 | 0.52119 | 0.26989 | 0.26979 | 0.3312 | 0.33944
2012-05-31 19:00 | 0.22783 | 0.20387 | 0.19004 | 0.18033 | 0.52119 | 0.52119 | 0.52119 | 0.52119 | 0.29336 | 0.31732 | 0.33114 | 0.34086
2012-05-31 20:00 | 0.21322 | 0.1857 | 0.18939 | 0.183 | 0.52119 | 0.52119 | 0.52119 | 0.52119 | 0.30796 | 0.33549 | 0.3318 | 0.33818
2012-05-31 21:00 | 0.20057 | 0.17641 | 0.1856 | 0.18283 | 0.52119 | 0.52119 | 0.52119 | 0.52119 | 0.32061 | 0.34478 | 0.33559 | 0.33836
2012-05-31 22:00 | 0.18863 | 0.14035 | 0.18499 | 0.17996 | 0.52119 | 0.52119 | 0.52119 | 0.52119 | 0.33256 | 0.38084 | 0.33619 | 0.34123
2012-05-31 23:00 | 0.18038 | 0.10989 | 0.17852 | 0.17824 | 0.52119 | 0.52119 | 0.52119 | 0.52119 | 0.3408 | 0.4113 | 0.34267 | 0.34295
2012-06-01 | 0.17775 | 0.098651 | 0.1766 | 0.091531 | 0.52119 | 0.52119 | 0.52119 | 0.52119 | 0.34343 | 0.42254 | 0.34459 | 0.42966
2012-06-01 01:00 | 0.17817 | 0.10158 | 0.17693 | 0.092182 | 0.52119 | 0.52119 | 0.52119 | 0.52119 | 0.34302 | 0.41961 | 0.34426 | 0.42901
2012-06-01 02:00 | 0.17291 | 0.10368 | 0.18012 | 0.09207 | 0.52119 | 0.52119 | 0.52119 | 0.52119 | 0.34828 | 0.4175 | 0.34106 | 0.42912
2012-06-01 03:00 | 0.18376 | 0.1118 | 0.18533 | 0.092701 | 0.52119 | 0.52119 | 0.52119 | 0.52119 | 0.33743 | 0.40939 | 0.33586 | 0.42849
2012-06-01 04:00 | 0.20237 | 0.12709 | 0.18708 | 0.095381 | 0.52119 | 0.52119 | 0.52119 | 0.52119 | 0.31882 | 0.39409 | 0.33411 | 0.42581
2012-06-01 05:00 | 0.22716 | 0.14795 | 0.19103 | 0.098509 | 0.52119 | 0.52119 | 0.52119 | 0.52119 | 0.29403 | 0.37324 | 0.33016 | 0.42268
2012-06-01 06:00 | 0.26339 | 0.23203 | 0.19605 | 0.10184 | 0.52119 | 0.52119 | 0.52119 | 0.52119 | 0.2578 | 0.28915 | 0.32514 | 0.41934
2012-06-01 07:00 | 0.29006 | 0.29914 | 0.19405 | 0.10287 | 0.52119 | 0.52119 | 0.52119 | 0.52119 | 0.23113 | 0.22205 | 0.32714 | 0.41831
2012-06-01 08:00 | 0.29639 | 0.32057 | 0.19107 | 0.1004 | 0.52119 | 0.52119 | 0.52119 | 0.52119 | 0.2248 | 0.20062 | 0.33011 | 0.42079
2012-06-01 09:00 | 0.29328 | 0.3117 | 0.19221 | 0.09926 | 0.52119 | 0.52119 | 0.52119 | 0.52119 | 0.22791 | 0.20949 | 0.32898 | 0.42193
2012-06-01 10:00 | 0.2904 | 0.30836 | 0.18639 | 0.099124 | 0.52119 | 0.52119 | 0.52119 | 0.52119 | 0.23079 | 0.21282 | 0.3348 | 0.42206
2012-06-01 11:00 | 0.28786 | 0.31039 | 0.18569 | 0.098262 | 0.52119 | 0.52119 | 0.52119 | 0.52119 | 0.23333 | 0.2108 | 0.3355 | 0.42293
2012-06-01 12:00 | 0.29038 | 0.30708 | 0.18643 | 0.10224 | 0.52119 | 0.52119 | 0.52119 | 0.52119 | 0.23081 | 0.2141 | 0.33476 | 0.41895
2012-06-01 13:00 | 0.29022 | 0.30572 | 0.18658 | 0.10229 | 0.52119 | 0.52119 | 0.52119 | 0.52119 | 0.23097 | 0.21546 | 0.33461 | 0.4189
2012-06-01 14:00 | 0.29037 | 0.30485 | 0.18813 | 0.10236 | 0.52119 | 0.52119 | 0.52119 | 0.52119 | 0.23082 | 0.21634 | 0.33306 | 0.41882
2012-06-01 15:00 | 0.28799 | 0.29952 | 0.18827 | 0.099725 | 0.52119 | 0.52119 | 0.52119 | 0.52119 | 0.23319 | 0.22167 | 0.33292 | 0.42146
2012-06-01 16:00 | 0.28706 | 0.29798 | 0.19158 | 0.10003 | 0.52119 | 0.52119 | 0.52119 | 0.52119 | 0.23412 | 0.2232 | 0.32961 | 0.42116
2012-06-01 17:00 | 0.28145 | 0.28252 | 0.19027 | 0.099432 | 0.52119 | 0.52119 | 0.52119 | 0.52119 | 0.23974 | 0.23866 | 0.33092 | 0.42176
2012-06-01 18:00 | 0.24896 | 0.24981 | 0.19124 | 0.1 | 0.52119 | 0.52119 | 0.52119 | 0.52119 | 0.27223 | 0.27138 | 0.32995 | 0.42119
2012-06-01 19:00 | 0.22716 | 0.20395 | 0.19322 | 0.096338 | 0.52119 | 0.52119 | 0.52119 | 0.52119 | 0.29403 | 0.31724 | 0.32796 | 0.42485
2012-06-01 20:00 | 0.21306 | 0.1836 | 0.1914 | 0.096906 | 0.52119 | 0.52119 | 0.52119 | 0.52119 | 0.30813 | 0.33759 | 0.32979 | 0.42428
2012-06-01 21:00 | 0.20063 | 0.17485 | 0.18824 | 0.096643 | 0.52119 | 0.52119 | 0.52119 | 0.52119 | 0.32056 | 0.34634 | 0.33295 | 0.42454
2012-06-01 22:00 | 0.18867 | 0.13896 | 0.18726 | 0.09274 | 0.52119 | 0.52119 | 0.52119 | 0.52119 | 0.33251 | 0.38223 | 0.33393 | 0.42845
2012-06-01 23:00 | 0.18068 | 0.10949 | 0.18135 | 0.089191 | 0.52119 | 0.52119 | 0.52119 | 0.52119 | 0.3405 | 0.4117 | 0.33984 | 0.432
2012-06-02 | 0.17653 | 0.10756 | 0.17967 | 0.093939 | 0.52119 | 0.52119 | 0.52119 | 0.52119 | 0.34466 | 0.41363 | 0.34152 | 0.42725
2012-06-02 01:00 | 0.17446 | 0.10284 | 0.17578 | 0.091571 | 0.52119 | 0.52119 | 0.52119 | 0.52119 | 0.34673 | 0.41834 | 0.34541 | 0.42962
2012-06-02 02:00 | 0.17583 | 0.10194 | 0.17533 | 0.09196 | 0.52119 | 0.52119 | 0.52119 | 0.52119 | 0.34536 | 0.41925 | 0.34586 | 0.42923
2012-06-02 03:00 | 0.17631 | 0.10349 | 0.17607 | 0.092569 | 0.52119 | 0.52119 | 0.52119 | 0.52119 | 0.34487 | 0.4177 | 0.34512 | 0.42862
2012-06-02 04:00 | 0.17652 | 0.10707 | 0.17648 | 0.09202 | 0.52119 | 0.52119 | 0.52119 | 0.52119 | 0.34467 | 0.41412 | 0.34471 | 0.42917
2012-06-02 05:00 | 0.17924 | 0.11175 | 0.1813 | 0.091546 | 0.52119 | 0.52119 | 0.52119 | 0.52119 | 0.34195 | 0.40943 | 0.33989 | 0.42964
2012-06-02 06:00 | 0.19561 | 0.12749 | 0.18294 | 0.096634 | 0.52119 | 0.52119 | 0.52119 | 0.52119 | 0.32558 | 0.3937 | 0.33825 | 0.42455
2012-06-02 07:00 | 0.20555 | 0.16134 | 0.18353 | 0.096578 | 0.52119 | 0.52119 | 0.52119 | 0.52119 | 0.31564 | 0.35985 | 0.33766 | 0.42461
2012-06-02 08:00 | 0.22618 | 0.20901 | 0.18342 | 0.1013 | 0.52119 | 0.52119 | 0.52119 | 0.52119 | 0.29501 | 0.31218 | 0.33777 | 0.41988
2012-06-02 09:00 | 0.23119 | 0.22129 | 0.18034 | 0.099082 | 0.52119 | 0.52119 | 0.52119 | 0.52119 | 0.29 | 0.2999 | 0.34085 | 0.42211
2012-06-02 10:00 | 0.2354 | 0.21801 | 0.17882 | 0.10133 | 0.52119 | 0.52119 | 0.52119 | 0.52119 | 0.28579 | 0.30318 | 0.34237 | 0.41986
2012-06-02 11:00 | 0.23711 | 0.22336 | 0.17654 | 0.10529 | 0.52119 | 0.52119 | 0.52119 | 0.52119 | 0.28408 | 0.29783 | 0.34465 | 0.4159
2012-06-02 12:00 | 0.23405 | 0.22154 | 0.18227 | 0.10029 | 0.52119 | 0.52119 | 0.52119 | 0.52119 | 0.28714 | 0.29964 | 0.33892 | 0.4209
2012-06-02 13:00 | 0.23117 | 0.21224 | 0.18378 | 0.098085 | 0.52119 | 0.52119 | 0.52119 | 0.52119 | 0.29002 | 0.30895 | 0.33741 | 0.4231
2012-06-02 14:00 | 0.22927 | 0.20514 | 0.18522 | 0.096534 | 0.52119 | 0.52119 | 0.52119 | 0.52119 | 0.29192 | 0.31605 | 0.33597 | 0.42465
2012-06-02 15:00 | 0.22403 | 0.17866 | 0.18609 | 0.09576 | 0.52119 | 0.52119 | 0.52119 | 0.52119 | 0.29716 | 0.34252 | 0.3351 | 0.42543
2012-06-02 16:00 | 0.22079 | 0.16715 | 0.18698 | 0.095879 | 0.52119 | 0.52119 | 0.52119 | 0.52119 | 0.30039 | 0.35404 | 0.33421 | 0.42531
2012-06-02 17:00 | 0.21326 | 0.15742 | 0.18871 | 0.091584 | 0.52119 | 0.52119 | 0.52119 | 0.52119 | 0.30793 | 0.36377 | 0.33247 | 0.4296
2012-06-02 18:00 | 0.20838 | 0.15058 | 0.1894 | 0.088088 | 0.52119 | 0.52119 | 0.52119 | 0.52119 | 0.31281 | 0.37061 | 0.33179 | 0.4331
2012-06-02 19:00 | 0.19815 | 0.13972 | 0.18879 | 0.088089 | 0.52119 | 0.52119 | 0.52119 | 0.52119 | 0.32304 | 0.38147 | 0.33239 | 0.4331
2012-06-02 20:00 | 0.1967 | 0.13291 | 0.1876 | 0.08841 | 0.52119 | 0.52119 | 0.52119 | 0.52119 | 0.32449 | 0.38827 | 0.33359 | 0.43278
2012-06-02 21:00 | 0.19336 | 0.12932 | 0.18801 | 0.09082 | 0.52119 | 0.52119 | 0.52119 | 0.52119 | 0.32783 | 0.39187 | 0.33318 | 0.43037
2012-06-02 22:00 | 0.1897 | 0.12365 | 0.1872 | 0.089586 | 0.52119 | 0.52119 | 0.52119 | 0.52119 | 0.33149 | 0.39754 | 0.33398 | 0.4316
2012-06-02 23:00 | 0.18863 | 0.11032 | 0.18552 | 0.089153 | 0.52119 | 0.52119 | 0.52119 | 0.52119 | 0.33256 | 0.41086 | 0.33567 | 0.43203
2012-06-03 | 0.17618 | 0.10742 | 0.1797 | 0.094992 | 0.52119 | 0.52119 | 0.52119 | 0.52119 | 0.34501 | 0.41377 | 0.34149 | 0.4262
2012-06-03 01:00 | 0.17403 | 0.10278 | 0.17766 | 0.091157 | 0.52119 | 0.52119 | 0.52119 | 0.52119 | 0.34716 | 0.41841 | 0.34352 | 0.43003
2012-06-03 02:00 | 0.17559 | 0.10211 | 0.17738 | 0.090974 | 0.52119 | 0.52119 | 0.52119 | 0.52119 | 0.3456 | 0.41907 | 0.34381 | 0.43021
2012-06-03 03:00 | 0.17598 | 0.10364 | 0.17755 | 0.091616 | 0.52119 | 0.52119 | 0.52119 | 0.52119 | 0.34521 | 0.41755 | 0.34364 | 0.42957
2012-06-03 04:00 | 0.17652 | 0.10817 | 0.17774 | 0.091244 | 0.52119 | 0.52119 | 0.52119 | 0.52119 | 0.34467 | 0.41302 | 0.34345 | 0.42994
2012-06-03 05:00 | 0.17919 | 0.11209 | 0.18124 | 0.090753 | 0.52119 | 0.52119 | 0.52119 | 0.52119 | 0.342 | 0.40909 | 0.33995 | 0.43044
2012-06-03 06:00 | 0.19607 | 0.12749 | 0.18361 | 0.096076 | 0.52119 | 0.52119 | 0.52119 | 0.52119 | 0.32512 | 0.3937 | 0.33758 | 0.42511
2012-06-03 07:00 | 0.20655 | 0.16255 | 0.18525 | 0.096112 | 0.52119 | 0.52119 | 0.52119 | 0.52119 | 0.31464 | 0.35864 | 0.33593 | 0.42508
2012-06-03 08:00 | 0.22775 | 0.21011 | 0.18816 | 0.10008 | 0.52119 | 0.52119 | 0.52119 | 0.52119 | 0.29344 | 0.31108 | 0.33303 | 0.42111
2012-06-03 09:00 | 0.23095 | 0.22146 | 0.18693 | 0.09917 | 0.52119 | 0.52119 | 0.52119 | 0.52119 | 0.29024 | 0.29973 | 0.33426 | 0.42202
2012-06-03 10:00 | 0.23697 | 0.21984 | 0.18376 | 0.10105 | 0.52119 | 0.52119 | 0.52119 | 0.52119 | 0.28422 | 0.30134 | 0.33743 | 0.42014
2012-06-03 11:00 | 0.2385 | 0.22484 | 0.18317 | 0.10373 | 0.52119 | 0.52119 | 0.52119 | 0.52119 | 0.28269 | 0.29635 | 0.33802 | 0.41746
2012-06-03 12:00 | 0.23587 | 0.22275 | 0.18551 | 0.10038 | 0.52119 | 0.52119 | 0.52119 | 0.52119 | 0.28532 | 0.29844 | 0.33567 | 0.42081
2012-06-03 13:00 | 0.23163 | 0.21312 | 0.18347 | 0.097543 | 0.52119 | 0.52119 | 0.52119 | 0.52119 | 0.28955 | 0.30806 | 0.33772 | 0.42365
2012-06-03 14:00 | 0.23045 | 0.20624 | 0.18651 | 0.096501 | 0.52119 | 0.52119 | 0.52119 | 0.52119 | 0.29074 | 0.31495 | 0.33467 | 0.42469
2012-06-03 15:00 | 0.22482 | 0.17917 | 0.18664 | 0.096515 | 0.52119 | 0.52119 | 0.52119 | 0.52119 | 0.29637 | 0.34201 | 0.33454 | 0.42467
2012-06-03 16:00 | 0.21986 | 0.16527 | 0.18702 | 0.096069 | 0.52119 | 0.52119 | 0.52119 | 0.52119 | 0.30133 | 0.35592 | 0.33416 | 0.42512
2012-06-03 17:00 | 0.21273 | 0.15621 | 0.18843 | 0.091928 | 0.52119 | 0.52119 | 0.52119 | 0.52119 | 0.30846 | 0.36498 | 0.33276 | 0.42926
2012-06-03 18:00 | 0.20837 | 0.1501 | 0.18949 | 0.088586 | 0.52119 | 0.52119 | 0.52119 | 0.52119 | 0.31282 | 0.37109 | 0.3317 | 0.4326
2012-06-03 19:00 | 0.19791 | 0.13946 | 0.18828 | 0.088886 | 0.52119 | 0.52119 | 0.52119 | 0.52119 | 0.32328 | 0.38172 | 0.33291 | 0.4323
2012-06-03 20:00 | 0.19695 | 0.13299 | 0.18745 | 0.088364 | 0.52119 | 0.52119 | 0.52119 | 0.52119 | 0.32423 | 0.3882 | 0.33374 | 0.43282
2012-06-03 21:00 | 0.1934 | 0.12919 | 0.18814 | 0.090885 | 0.52119 | 0.52119 | 0.52119 | 0.52119 | 0.32779 | 0.39199 | 0.33304 | 0.4303
2012-06-03 22:00 | 0.18992 | 0.12385 | 0.18736 | 0.089379 | 0.52119 | 0.52119 | 0.52119 | 0.52119 | 0.33126 | 0.39733 | 0.33383 | 0.43181
2012-06-03 23:00 | 0.18895 | 0.11054 | 0.18605 | 0.088685 | 0.52119 | 0.52119 | 0.52119 | 0.52119 | 0.33224 | 0.41065 | 0.33514 | 0.4325
2012-06-04 | 0.17766 | 0.098523 | 0.17733 | 0.091747 | 0.52119 | 0.52119 | 0.52119 | 0.52119 | 0.34353 | 0.42266 | 0.34386 | 0.42944
2012-06-04 01:00 | 0.17868 | 0.10097 | 0.17706 | 0.092379 | 0.52119 | 0.52119 | 0.52119 | 0.52119 | 0.34251 | 0.42022 | 0.34412 | 0.42881
2012-06-04 02:00 | 0.17275 | 0.1035 | 0.1802 | 0.093269 | 0.52119 | 0.52119 | 0.52119 | 0.52119 | 0.34844 | 0.41769 | 0.34099 | 0.42792
2012-06-04 03:00 | 0.18343 | 0.11155 | 0.18541 | 0.095126 | 0.52119 | 0.52119 | 0.52119 | 0.52119 | 0.33776 | 0.40964 | 0.33578 | 0.42606
2012-06-04 04:00 | 0.20185 | 0.12584 | 0.18752 | 0.097502 | 0.52119 | 0.52119 | 0.52119 | 0.52119 | 0.31933 | 0.39534 | 0.33367 | 0.42369
2012-06-04 05:00 | 0.22663 | 0.14578 | 0.1911 | 0.099497 | 0.52119 | 0.52119 | 0.52119 | 0.52119 | 0.29456 | 0.3754 | 0.33009 | 0.42169
2012-06-04 06:00 | 0.26378 | 0.23049 | 0.19643 | 0.10274 | 0.52119 | 0.52119 | 0.52119 | 0.52119 | 0.2574 | 0.2907 | 0.32475 | 0.41845
2012-06-04 07:00 | 0.29081 | 0.29812 | 0.19628 | 0.10551 | 0.52119 | 0.52119 | 0.52119 | 0.52119 | 0.23038 | 0.22307 | 0.32491 | 0.41567
2012-06-04 08:00 | 0.29765 | 0.32232 | 0.19458 | 0.10493 | 0.52119 | 0.52119 | 0.52119 | 0.52119 | 0.22354 | 0.19886 | 0.32661 | 0.41626
2012-06-04 09:00 | 0.29487 | 0.31309 | 0.19295 | 0.10284 | 0.52119 | 0.52119 | 0.52119 | 0.52119 | 0.22631 | 0.2081 | 0.32824 | 0.41835
2012-06-04 10:00 | 0.29161 | 0.31025 | 0.18929 | 0.10255 | 0.52119 | 0.52119 | 0.52119 | 0.52119 | 0.22958 | 0.21093 | 0.3319 | 0.41864
2012-06-04 11:00 | 0.28919 | 0.31161 | 0.18929 | 0.10045 | 0.52119 | 0.52119 | 0.52119 | 0.52119 | 0.23199 | 0.20958 | 0.33189 | 0.42074
2012-06-04 12:00 | 0.29108 | 0.30837 | 0.18923 | 0.10243 | 0.52119 | 0.52119 | 0.52119 | 0.52119 | 0.23011 | 0.21282 | 0.33195 | 0.41876
2012-06-04 13:00 | 0.29095 | 0.30785 | 0.18827 | 0.10244 | 0.52119 | 0.52119 | 0.52119 | 0.52119 | 0.23024 | 0.21334 | 0.33292 | 0.41875
2012-06-04 14:00 | 0.29132 | 0.30736 | 0.19022 | 0.10294 | 0.52119 | 0.52119 | 0.52119 | 0.52119 | 0.22987 | 0.21383 | 0.33097 | 0.41825
2012-06-04 15:00 | 0.28882 | 0.30213 | 0.19089 | 0.10225 | 0.52119 | 0.52119 | 0.52119 | 0.52119 | 0.23237 | 0.21906 | 0.3303 | 0.41894
2012-06-04 16:00 | 0.28679 | 0.30064 | 0.19252 | 0.10249 | 0.52119 | 0.52119 | 0.52119 | 0.52119 | 0.2344 | 0.22055 | 0.32867 | 0.4187
2012-06-04 17:00 | 0.2816 | 0.28395 | 0.19418 | 0.10219 | 0.52119 | 0.52119 | 0.52119 | 0.52119 | 0.23959 | 0.23724 | 0.32701 | 0.419
2012-06-04 18:00 | 0.24973 | 0.2512 | 0.19484 | 0.09992 | 0.52119 | 0.52119 | 0.52119 | 0.52119 | 0.27146 | 0.26999 | 0.32635 | 0.42127
2012-06-04 19:00 | 0.22792 | 0.20465 | 0.19517 | 0.095776 | 0.52119 | 0.52119 | 0.52119 | 0.52119 | 0.29326 | 0.31654 | 0.32602 | 0.42541
2012-06-04 20:00 | 0.21322 | 0.18503 | 0.19435 | 0.098557 | 0.52119 | 0.52119 | 0.52119 | 0.52119 | 0.30797 | 0.33615 | 0.32684 | 0.42263
2012-06-04 21:00 | 0.2003 | 0.17581 | 0.19066 | 0.09753 | 0.52119 | 0.52119 | 0.52119 | 0.52119 | 0.32089 | 0.34538 | 0.33053 | 0.42366
2012-06-04 22:00 | 0.18836 | 0.13983 | 0.18952 | 0.094601 | 0.52119 | 0.52119 | 0.52119 | 0.52119 | 0.33283 | 0.38135 | 0.33167 | 0.42659
2012-06-04 23:00 | 0.18058 | 0.10941 | 0.18314 | 0.092564 | 0.52119 | 0.52119 | 0.52119 | 0.52119 | 0.3406 | 0.41178 | 0.33805 | 0.42862
2012-06-05 | 0.17787 | 0.099059 | 0.17717 | 0.091226 | 0.52119 | 0.52119 | 0.52119 | 0.52119 | 0.34332 | 0.42213 | 0.34402 | 0.42996
2012-06-05 01:00 | 0.17846 | 0.1019 | 0.17737 | 0.092035 | 0.52119 | 0.52119 | 0.52119 | 0.52119 | 0.34273 | 0.41929 | 0.34382 | 0.42915
2012-06-05 02:00 | 0.17229 | 0.10379 | 0.18069 | 0.092854 | 0.52119 | 0.52119 | 0.52119 | 0.52119 | 0.3489 | 0.41739 | 0.34049 | 0.42833
2012-06-05 03:00 | 0.18312 | 0.11186 | 0.18616 | 0.094112 | 0.52119 | 0.52119 | 0.52119 | 0.52119 | 0.33807 | 0.40933 | 0.33502 | 0.42708
2012-06-05 04:00 | 0.20187 | 0.1264 | 0.18843 | 0.096583 | 0.52119 | 0.52119 | 0.52119 | 0.52119 | 0.31931 | 0.39479 | 0.33276 | 0.4246
2012-06-05 05:00 | 0.22671 | 0.14759 | 0.19147 | 0.098924 | 0.52119 | 0.52119 | 0.52119 | 0.52119 | 0.29448 | 0.3736 | 0.32972 | 0.42226
2012-06-05 06:00 | 0.26366 | 0.2334 | 0.1966 | 0.10221 | 0.52119 | 0.52119 | 0.52119 | 0.52119 | 0.25753 | 0.28779 | 0.32459 | 0.41897
2012-06-05 07:00 | 0.29014 | 0.29903 | 0.19631 | 0.10461 | 0.52119 | 0.52119 | 0.52119 | 0.52119 | 0.23104 | 0.22216 | 0.32488 | 0.41658
2012-06-05 08:00 | 0.29647 | 0.32209 | 0.19436 | 0.10368 | 0.52119 | 0.52119 | 0.52119 | 0.52119 | 0.22472 | 0.1991 | 0.32683 | 0.41751
2012-06-05 09:00 | 0.29294 | 0.31259 | 0.19328 | 0.10057 | 0.52119 | 0.52119 | 0.52119 | 0.52119 | 0.22825 | 0.2086 | 0.32791 | 0.42062
2012-06-05 10:00 | 0.2931 | 0.30948 | 0.18907 | 0.10059 | 0.52119 | 0.52119 | 0.52119 | 0.52119 | 0.22808 | 0.2117 | 0.33212 | 0.42059
2012-06-05 11:00 | 0.29122 | 0.31191 | 0.18992 | 0.10014 | 0.52119 | 0.52119 | 0.52119 | 0.52119 | 0.22997 | 0.20928 | 0.33127 | 0.42105
2012-06-05 12:00 | 0.29116 | 0.30857 | 0.19023 | 0.10264 | 0.52119 | 0.52119 | 0.52119 | 0.52119 | 0.23003 | 0.21262 | 0.33096 | 0.41855
2012-06-05 13:00 | 0.29026 | 0.30739 | 0.19045 | 0.10285 | 0.52119 | 0.52119 | 0.52119 | 0.52119 | 0.23093 | 0.2138 | 0.33073 | 0.41834
2012-06-05 14:00 | 0.29099 | 0.30571 | 0.19098 | 0.10317 | 0.52119 | 0.52119 | 0.52119 | 0.52119 | 0.2302 | 0.21548 | 0.33021 | 0.41802
2012-06-05 15:00 | 0.28856 | 0.30033 | 0.19117 | 0.10047 | 0.52119 | 0.52119 | 0.52119 | 0.52119 | 0.23263 | 0.22086 | 0.33002 | 0.42072
2012-06-05 16:00 | 0.28696 | 0.29888 | 0.19357 | 0.10058 | 0.52119 | 0.52119 | 0.52119 | 0.52119 | 0.23423 | 0.2223 | 0.32762 | 0.42061
2012-06-05 17:00 | 0.2813 | 0.28294 | 0.19333 | 0.10006 | 0.52119 | 0.52119 | 0.52119 | 0.52119 | 0.23989 | 0.23825 | 0.32785 | 0.42113
2012-06-05 18:00 | 0.24921 | 0.25072 | 0.19385 | 0.10013 | 0.52119 | 0.52119 | 0.52119 | 0.52119 | 0.27197 | 0.27047 | 0.32734 | 0.42105
2012-06-05 19:00 | 0.22755 | 0.20481 | 0.19465 | 0.096407 | 0.52119 | 0.52119 | 0.52119 | 0.52119 | 0.29364 | 0.31638 | 0.32654 | 0.42478
2012-06-05 20:00 | 0.21315 | 0.18454 | 0.1933 | 0.099057 | 0.52119 | 0.52119 | 0.52119 | 0.52119 | 0.30804 | 0.33665 | 0.32789 | 0.42213
2012-06-05 21:00 | 0.20084 | 0.17553 | 0.18944 | 0.097931 | 0.52119 | 0.52119 | 0.52119 | 0.52119 | 0.32035 | 0.34566 | 0.33175 | 0.42326
2012-06-05 22:00 | 0.18876 | 0.13961 | 0.18833 | 0.093641 | 0.52119 | 0.52119 | 0.52119 | 0.52119 | 0.33243 | 0.38158 | 0.33286 | 0.42755
2012-06-05 23:00 | 0.18053 | 0.11 | 0.18194 | 0.09056 | 0.52119 | 0.52119 | 0.52119 | 0.52119 | 0.34066 | 0.41119 | 0.33925 | 0.43063
2012-06-06 | 0.17786 | 0.099068 | 0.17575 | 0.091298 | 0.52119 | 0.52119 | 0.52119 | 0.52119 | 0.34333 | 0.42212 | 0.34544 | 0.42989
2012-06-06 01:00 | 0.17869 | 0.10184 | 0.17676 | 0.092129 | 0.52119 | 0.52119 | 0.52119 | 0.52119 | 0.3425 | 0.41935 | 0.34443 | 0.42906
2012-06-06 02:00 | 0.17318 | 0.10373 | 0.18034 | 0.092103 | 0.52119 | 0.52119 | 0.52119 | 0.52119 | 0.34801 | 0.41746 | 0.34085 | 0.42909
2012-06-06 03:00 | 0.18409 | 0.11177 | 0.1856 | 0.09275 | 0.52119 | 0.52119 | 0.52119 | 0.52119 | 0.3371 | 0.40942 | 0.33558 | 0.42844
2012-06-06 04:00 | 0.20264 | 0.12708 | 0.18776 | 0.095909 | 0.52119 | 0.52119 | 0.52119 | 0.52119 | 0.31855 | 0.3941 | 0.33343 | 0.42528
2012-06-06 05:00 | 0.22717 | 0.14784 | 0.1907 | 0.098479 | 0.52119 | 0.52119 | 0.52119 | 0.52119 | 0.29402 | 0.37335 | 0.33048 | 0.42271
2012-06-06 06:00 | 0.26444 | 0.23224 | 0.19579 | 0.10176 | 0.52119 | 0.52119 | 0.52119 | 0.52119 | 0.25675 | 0.28894 | 0.3254 | 0.41942
2012-06-06 07:00 | 0.29131 | 0.29954 | 0.19467 | 0.10309 | 0.52119 | 0.52119 | 0.52119 | 0.52119 | 0.22988 | 0.22165 | 0.32652 | 0.4181
2012-06-06 08:00 | 0.29961 | 0.32126 | 0.19284 | 0.10175 | 0.52119 | 0.52119 | 0.52119 | 0.52119 | 0.22158 | 0.19992 | 0.32834 | 0.41944
2012-06-06 09:00 | 0.29462 | 0.31352 | 0.1951 | 0.099907 | 0.52119 | 0.52119 | 0.52119 | 0.52119 | 0.22657 | 0.20767 | 0.32609 | 0.42128
2012-06-06 10:00 | 0.29199 | 0.31062 | 0.19205 | 0.10331 | 0.52119 | 0.52119 | 0.52119 | 0.52119 | 0.2292 | 0.21057 | 0.32914 | 0.41788
2012-06-06 11:00 | 0.29029 | 0.31296 | 0.19237 | 0.10237 | 0.52119 | 0.52119 | 0.52119 | 0.52119 | 0.2309 | 0.20823 | 0.32881 | 0.41881
2012-06-06 12:00 | 0.29121 | 0.30945 | 0.19225 | 0.10285 | 0.52119 | 0.52119 | 0.52119 | 0.52119 | 0.22997 | 0.21174 | 0.32894 | 0.41833
2012-06-06 13:00 | 0.29055 | 0.30935 | 0.19279 | 0.10263 | 0.52119 | 0.52119 | 0.52119 | 0.52119 | 0.23063 | 0.21183 | 0.32839 | 0.41856
2012-06-06 14:00 | 0.29173 | 0.3078 | 0.19189 | 0.1029 | 0.52119 | 0.52119 | 0.52119 | 0.52119 | 0.22945 | 0.21339 | 0.3293 | 0.41829
2012-06-06 15:00 | 0.2895 | 0.30293 | 0.19296 | 0.10413 | 0.52119 | 0.52119 | 0.52119 | 0.52119 | 0.23169 | 0.21826 | 0.32823 | 0.41706
2012-06-06 16:00 | 0.28766 | 0.30218 | 0.19384 | 0.10489 | 0.52119 | 0.52119 | 0.52119 | 0.52119 | 0.23353 | 0.21901 | 0.32735 | 0.4163
2012-06-06 17:00 | 0.28187 | 0.28654 | 0.1965 | 0.10425 | 0.52119 | 0.52119 | 0.52119 | 0.52119 | 0.23932 | 0.23465 | 0.32468 | 0.41694
2012-06-06 18:00 | 0.24902 | 0.25352 | 0.19634 | 0.099344 | 0.52119 | 0.52119 | 0.52119 | 0.52119 | 0.27217 | 0.26767 | 0.32485 | 0.42184
2012-06-06 19:00 | 0.22791 | 0.20603 | 0.19614 | 0.09698 | 0.52119 | 0.52119 | 0.52119 | 0.52119 | 0.29328 | 0.31516 | 0.32505 | 0.42421
2012-06-06 20:00 | 0.21325 | 0.185 | 0.19505 | 0.097591 | 0.52119 | 0.52119 | 0.52119 | 0.52119 | 0.30793 | 0.33619 | 0.32614 | 0.4236
2012-06-06 21:00 | 0.20067 | 0.17546 | 0.19119 | 0.096672 | 0.52119 | 0.52119 | 0.52119 | 0.52119 | 0.32052 | 0.34573 | 0.33 | 0.42452
2012-06-06 22:00 | 0.18868 | 0.13946 | 0.18973 | 0.093644 | 0.52119 | 0.52119 | 0.52119 | 0.52119 | 0.33251 | 0.38172 | 0.33146 | 0.42754
2012-06-06 23:00 | 0.17832 | 0.10887 | 0.18359 | 0.092335 | 0.52119 | 0.52119 | 0.52119 | 0.52119 | 0.34287 | 0.41232 | 0.3376 | 0.42885
2012-06-07 | 0.17757 | 0.098528 | 0.17741 | 0.091416 | 0.52119 | 0.52119 | 0.52119 | 0.52119 | 0.34362 | 0.42266 | 0.34378 | 0.42977
2012-06-07 01:00 | 0.17876 | 0.10084 | 0.17743 | 0.092074 | 0.52119 | 0.52119 | 0.52119 | 0.52119 | 0.34243 | 0.42035 | 0.34376 | 0.42911
2012-06-07 02:00 | 0.17242 | 0.10331 | 0.18061 | 0.09319 | 0.52119 | 0.52119 | 0.52119 | 0.52119 | 0.34877 | 0.41787 | 0.34058 | 0.428
2012-06-07 03:00 | 0.18331 | 0.11137 | 0.18549 | 0.095082 | 0.52119 | 0.52119 | 0.52119 | 0.52119 | 0.33788 | 0.40982 | 0.3357 | 0.42611
2012-06-07 04:00 | 0.20164 | 0.12579 | 0.18784 | 0.097385 | 0.52119 | 0.52119 | 0.52119 | 0.52119 | 0.31955 | 0.39539 | 0.33335 | 0.4238
2012-06-07 05:00 | 0.22642 | 0.14559 | 0.19101 | 0.09944 | 0.52119 | 0.52119 | 0.52119 | 0.52119 | 0.29477 | 0.37559 | 0.33017 | 0.42175
2012-06-07 06:00 | 0.26393 | 0.22986 | 0.19673 | 0.10273 | 0.52119 | 0.52119 | 0.52119 | 0.52119 | 0.25726 | 0.29133 | 0.32445 | 0.41846
2012-06-07 07:00 | 0.29195 | 0.29788 | 0.19606 | 0.10566 | 0.52119 | 0.52119 | 0.52119 | 0.52119 | 0.22924 | 0.22331 | 0.32512 | 0.41553
2012-06-07 08:00 | 0.29721 | 0.32243 | 0.19473 | 0.10562 | 0.52119 | 0.52119 | 0.52119 | 0.52119 | 0.22398 | 0.19876 | 0.32646 | 0.41556
2012-06-07 09:00 | 0.29433 | 0.31378 | 0.19179 | 0.10551 | 0.52119 | 0.52119 | 0.52119 | 0.52119 | 0.22686 | 0.20741 | 0.32939 | 0.41568
2012-06-07 10:00 | 0.2903 | 0.31019 | 0.18916 | 0.10641 | 0.52119 | 0.52119 | 0.52119 | 0.52119 | 0.23088 | 0.211 | 0.33203 | 0.41478
2012-06-07 11:00 | 0.28832 | 0.31167 | 0.18934 | 0.10527 | 0.52119 | 0.52119 | 0.52119 | 0.52119 | 0.23287 | 0.20952 | 0.33185 | 0.41592
2012-06-07 12:00 | 0.29094 | 0.30838 | 0.18919 | 0.10317 | 0.52119 | 0.52119 | 0.52119 | 0.52119 | 0.23025 | 0.2128 | 0.332 | 0.41801
2012-06-07 13:00 | 0.29086 | 0.30873 | 0.18646 | 0.10274 | 0.52119 | 0.52119 | 0.52119 | 0.52119 | 0.23033 | 0.21246 | 0.33472 | 0.41845
2012-06-07 14:00 | 0.29042 | 0.30814 | 0.18867 | 0.10319 | 0.52119 | 0.52119 | 0.52119 | 0.52119 | 0.23077 | 0.21305 | 0.33252 | 0.41799
2012-06-07 15:00 | 0.28744 | 0.30253 | 0.18966 | 0.10402 | 0.52119 | 0.52119 | 0.52119 | 0.52119 | 0.23375 | 0.21866 | 0.33152 | 0.41717
2012-06-07 16:00 | 0.28623 | 0.30204 | 0.1902 | 0.10522 | 0.52119 | 0.52119 | 0.52119 | 0.52119 | 0.23496 | 0.21915 | 0.33099 | 0.41597
2012-06-07 17:00 | 0.28237 | 0.28635 | 0.1929 | 0.10444 | 0.52119 | 0.52119 | 0.52119 | 0.52119 | 0.23881 | 0.23484 | 0.32829 | 0.41675
2012-06-07 18:00 | 0.24887 | 0.24993 | 0.1955 | 0.099619 | 0.52119 | 0.52119 | 0.52119 | 0.52119 | 0.27232 | 0.27125 | 0.32569 | 0.42157
2012-06-07 19:00 | 0.22759 | 0.20164 | 0.19532 | 0.097243 | 0.52119 | 0.52119 | 0.52119 | 0.52119 | 0.29359 | 0.31955 | 0.32587 | 0.42395
2012-06-07 20:00 | 0.2129 | 0.18509 | 0.19412 | 0.097266 | 0.52119 | 0.52119 | 0.52119 | 0.52119 | 0.30829 | 0.3361 | 0.32707 | 0.42392
2012-06-07 21:00 | 0.19997 | 0.17578 | 0.19166 | 0.096413 | 0.52119 | 0.52119 | 0.52119 | 0.52119 | 0.32122 | 0.34541 | 0.32953 | 0.42477
2012-06-07 22:00 | 0.18778 | 0.13988 | 0.18923 | 0.093328 | 0.52119 | 0.52119 | 0.52119 | 0.52119 | 0.33341 | 0.38131 | 0.33196 | 0.42786
2012-06-07 23:00 | 0.18047 | 0.10899 | 0.18278 | 0.09196 | 0.52119 | 0.52119 | 0.52119 | 0.52119 | 0.34072 | 0.4122 | 0.33841 | 0.42923
2012-06-08 | 0.17734 | 0.098514 | 0.17627 | 0.091506 | 0.52119 | 0.52119 | 0.52119 | 0.52119 | 0.34385 | 0.42267 | 0.34492 | 0.42968
2012-06-08 01:00 | 0.17723 | 0.10114 | 0.17604 | 0.092108 | 0.52119 | 0.52119 | 0.52119 | 0.52119 | 0.34396 | 0.42005 | 0.34515 | 0.42908
2012-06-08 02:00 | 0.17073 | 0.10346 | 0.17859 | 0.093402 | 0.52119 | 0.52119 | 0.52119 | 0.52119 | 0.35046 | 0.41773 | 0.3426 | 0.42779
2012-06-08 03:00 | 0.18228 | 0.11151 | 0.18378 | 0.095451 | 0.52119 | 0.52119 | 0.52119 | 0.52119 | 0.33891 | 0.40967 | 0.33741 | 0.42574
2012-06-08 04:00 | 0.20105 | 0.12576 | 0.18613 | 0.097452 | 0.52119 | 0.52119 | 0.52119 | 0.52119 | 0.32014 | 0.39543 | 0.33506 | 0.42374
2012-06-08 05:00 | 0.22538 | 0.14579 | 0.18943 | 0.099457 | 0.52119 | 0.52119 | 0.52119 | 0.52119 | 0.29581 | 0.3754 | 0.33176 | 0.42173
2012-06-08 06:00 | 0.26065 | 0.23041 | 0.19538 | 0.10276 | 0.52119 | 0.52119 | 0.52119 | 0.52119 | 0.26054 | 0.29078 | 0.3258 | 0.41843
2012-06-08 07:00 | 0.28725 | 0.29546 | 0.19496 | 0.10603 | 0.52119 | 0.52119 | 0.52119 | 0.52119 | 0.23393 | 0.22572 | 0.32623 | 0.41516
2012-06-08 08:00 | 0.29505 | 0.32253 | 0.19273 | 0.10594 | 0.52119 | 0.52119 | 0.52119 | 0.52119 | 0.22614 | 0.19866 | 0.32846 | 0.41525
2012-06-08 09:00 | 0.29248 | 0.31247 | 0.18887 | 0.10501 | 0.52119 | 0.52119 | 0.52119 | 0.52119 | 0.22871 | 0.20872 | 0.33232 | 0.41618
2012-06-08 10:00 | 0.28901 | 0.30875 | 0.18697 | 0.10415 | 0.52119 | 0.52119 | 0.52119 | 0.52119 | 0.23218 | 0.21244 | 0.33422 | 0.41704
2012-06-08 11:00 | 0.28669 | 0.3111 | 0.18707 | 0.10254 | 0.52119 | 0.52119 | 0.52119 | 0.52119 | 0.23449 | 0.21008 | 0.33411 | 0.41865
2012-06-08 12:00 | 0.2908 | 0.30875 | 0.18696 | 0.1027 | 0.52119 | 0.52119 | 0.52119 | 0.52119 | 0.23039 | 0.21244 | 0.33423 | 0.41849
2012-06-08 13:00 | 0.29064 | 0.30684 | 0.18336 | 0.1026 | 0.52119 | 0.52119 | 0.52119 | 0.52119 | 0.23055 | 0.21435 | 0.33783 | 0.41859
2012-06-08 14:00 | 0.28762 | 0.30687 | 0.18674 | 0.10279 | 0.52119 | 0.52119 | 0.52119 | 0.52119 | 0.23357 | 0.21432 | 0.33445 | 0.41839
2012-06-08 15:00 | 0.28324 | 0.30167 | 0.18747 | 0.10246 | 0.52119 | 0.52119 | 0.52119 | 0.52119 | 0.23795 | 0.21952 | 0.33372 | 0.41872
2012-06-08 16:00 | 0.283 | 0.3005 | 0.18839 | 0.10366 | 0.52119 | 0.52119 | 0.52119 | 0.52119 | 0.23819 | 0.22069 | 0.3328 | 0.41753
2012-06-08 17:00 | 0.2819 | 0.28526 | 0.19081 | 0.10395 | 0.52119 | 0.52119 | 0.52119 | 0.52119 | 0.23928 | 0.23593 | 0.33037 | 0.41723
2012-06-08 18:00 | 0.24991 | 0.24647 | 0.19424 | 0.099667 | 0.52119 | 0.52119 | 0.52119 | 0.52119 | 0.27127 | 0.27472 | 0.32695 | 0.42152
2012-06-08 19:00 | 0.22738 | 0.20065 | 0.19447 | 0.096635 | 0.52119 | 0.52119 | 0.52119 | 0.52119 | 0.2938 | 0.32054 | 0.32672 | 0.42455
2012-06-08 20:00 | 0.21265 | 0.18434 | 0.19339 | 0.09833 | 0.52119 | 0.52119 | 0.52119 | 0.52119 | 0.30854 | 0.33684 | 0.3278 | 0.42286
2012-06-08 21:00 | 0.19992 | 0.17547 | 0.19075 | 0.09717 | 0.52119 | 0.52119 | 0.52119 | 0.52119 | 0.32127 | 0.34572 | 0.33044 | 0.42402
2012-06-08 22:00 | 0.18774 | 0.13968 | 0.18909 | 0.094139 | 0.52119 | 0.52119 | 0.52119 | 0.52119 | 0.33345 | 0.38151 | 0.33209 | 0.42705
2012-06-08 23:00 | 0.18015 | 0.10877 | 0.18257 | 0.092756 | 0.52119 | 0.52119 | 0.52119 | 0.52119 | 0.34104 | 0.41242 | 0.33862 | 0.42843
2012-06-09 | 0.17532 | 0.10772 | 0.17839 | 0.094509 | 0.52119 | 0.52119 | 0.52119 | 0.52119 | 0.34587 | 0.41347 | 0.3428 | 0.42668
2012-06-09 01:00 | 0.17322 | 0.10289 | 0.17653 | 0.091282 | 0.52119 | 0.52119 | 0.52119 | 0.52119 | 0.34797 | 0.4183 | 0.34465 | 0.42991
2012-06-09 02:00 | 0.17402 | 0.1021 | 0.17632 | 0.090774 | 0.52119 | 0.52119 | 0.52119 | 0.52119 | 0.34717 | 0.41909 | 0.34487 | 0.43041
2012-06-09 03:00 | 0.17436 | 0.10304 | 0.17647 | 0.091463 | 0.52119 | 0.52119 | 0.52119 | 0.52119 | 0.34683 | 0.41815 | 0.34472 | 0.42972
2012-06-09 04:00 | 0.17454 | 0.10753 | 0.17513 | 0.091188 | 0.52119 | 0.52119 | 0.52119 | 0.52119 | 0.34665 | 0.41366 | 0.34606 | 0.43
2012-06-09 05:00 | 0.1766 | 0.11126 | 0.17874 | 0.090778 | 0.52119 | 0.52119 | 0.52119 | 0.52119 | 0.34458 | 0.40993 | 0.34245 | 0.43041
2012-06-09 06:00 | 0.19295 | 0.12673 | 0.18085 | 0.096165 | 0.52119 | 0.52119 | 0.52119 | 0.52119 | 0.32824 | 0.39446 | 0.34034 | 0.42502
2012-06-09 07:00 | 0.19823 | 0.1572 | 0.17835 | 0.096625 | 0.52119 | 0.52119 | 0.52119 | 0.52119 | 0.32296 | 0.36398 | 0.34284 | 0.42456
2012-06-09 08:00 | 0.21682 | 0.20917 | 0.18076 | 0.0999 | 0.52119 | 0.52119 | 0.52119 | 0.52119 | 0.30436 | 0.31202 | 0.34043 | 0.42129
2012-06-09 09:00 | 0.22631 | 0.22038 | 0.17966 | 0.098212 | 0.52119 | 0.52119 | 0.52119 | 0.52119 | 0.29488 | 0.30081 | 0.34152 | 0.42298
2012-06-09 10:00 | 0.23201 | 0.21788 | 0.17489 | 0.10031 | 0.52119 | 0.52119 | 0.52119 | 0.52119 | 0.28918 | 0.30331 | 0.34629 | 0.42088
2012-06-09 11:00 | 0.23272 | 0.22451 | 0.17194 | 0.1033 | 0.52119 | 0.52119 | 0.52119 | 0.52119 | 0.28847 | 0.29668 | 0.34924 | 0.41789
2012-06-09 12:00 | 0.23063 | 0.22179 | 0.17906 | 0.09838 | 0.52119 | 0.52119 | 0.52119 | 0.52119 | 0.29056 | 0.2994 | 0.34213 | 0.42281
2012-06-09 13:00 | 0.22545 | 0.2114 | 0.17736 | 0.09473 | 0.52119 | 0.52119 | 0.52119 | 0.52119 | 0.29574 | 0.30979 | 0.34382 | 0.42646
2012-06-09 14:00 | 0.22015 | 0.20396 | 0.18034 | 0.096459 | 0.52119 | 0.52119 | 0.52119 | 0.52119 | 0.30104 | 0.31723 | 0.34084 | 0.42473
2012-06-09 15:00 | 0.21449 | 0.17802 | 0.17861 | 0.092104 | 0.52119 | 0.52119 | 0.52119 | 0.52119 | 0.3067 | 0.34317 | 0.34258 | 0.42908
2012-06-09 16:00 | 0.21146 | 0.16315 | 0.18072 | 0.095622 | 0.52119 | 0.52119 | 0.52119 | 0.52119 | 0.30973 | 0.35803 | 0.34046 | 0.42557
2012-06-09 17:00 | 0.20434 | 0.1553 | 0.1802 | 0.093951 | 0.52119 | 0.52119 | 0.52119 | 0.52119 | 0.31685 | 0.36588 | 0.34099 | 0.42724
2012-06-09 18:00 | 0.20537 | 0.14933 | 0.18438 | 0.092566 | 0.52119 | 0.52119 | 0.52119 | 0.52119 | 0.31582 | 0.37186 | 0.33681 | 0.42862
2012-06-09 19:00 | 0.19287 | 0.1387 | 0.18445 | 0.092562 | 0.52119 | 0.52119 | 0.52119 | 0.52119 | 0.32832 | 0.38248 | 0.33674 | 0.42863
2012-06-09 20:00 | 0.19038 | 0.13219 | 0.18701 | 0.091125 | 0.52119 | 0.52119 | 0.52119 | 0.52119 | 0.33081 | 0.389 | 0.33418 | 0.43006
2012-06-09 21:00 | 0.187 | 0.12849 | 0.18429 | 0.091842 | 0.52119 | 0.52119 | 0.52119 | 0.52119 | 0.33419 | 0.3927 | 0.33689 | 0.42935
2012-06-09 22:00 | 0.18492 | 0.12189 | 0.18418 | 0.091899 | 0.52119 | 0.52119 | 0.52119 | 0.52119 | 0.33627 | 0.3993 | 0.337 | 0.42929
2012-06-09 23:00 | 0.18184 | 0.10998 | 0.18084 | 0.090946 | 0.52119 | 0.52119 | 0.52119 | 0.52119 | 0.33935 | 0.4112 | 0.34035 | 0.43024
2012-06-10 | 0.17412 | 0.10719 | 0.17755 | 0.093721 | 0.52119 | 0.52119 | 0.52119 | 0.52119 | 0.34707 | 0.414 | 0.34364 | 0.42747
2012-06-10 01:00 | 0.17208 | 0.10259 | 0.17376 | 0.091241 | 0.52119 | 0.52119 | 0.52119 | 0.52119 | 0.34911 | 0.4186 | 0.34743 | 0.42995
2012-06-10 02:00 | 0.17252 | 0.10178 | 0.17449 | 0.091792 | 0.52119 | 0.52119 | 0.52119 | 0.52119 | 0.34867 | 0.41941 | 0.34669 | 0.4294
2012-06-10 03:00 | 0.17315 | 0.10278 | 0.17482 | 0.092289 | 0.52119 | 0.52119 | 0.52119 | 0.52119 | 0.34804 | 0.4184 | 0.34637 | 0.4289
2012-06-10 04:00 | 0.17277 | 0.10702 | 0.1735 | 0.092029 | 0.52119 | 0.52119 | 0.52119 | 0.52119 | 0.34842 | 0.41417 | 0.34769 | 0.42916
2012-06-10 05:00 | 0.17515 | 0.1109 | 0.17742 | 0.091422 | 0.52119 | 0.52119 | 0.52119 | 0.52119 | 0.34604 | 0.41028 | 0.34377 | 0.42977
2012-06-10 06:00 | 0.19304 | 0.12735 | 0.18038 | 0.096787 | 0.52119 | 0.52119 | 0.52119 | 0.52119 | 0.32815 | 0.39384 | 0.3408 | 0.4244
2012-06-10 07:00 | 0.20142 | 0.15819 | 0.17943 | 0.096653 | 0.52119 | 0.52119 | 0.52119 | 0.52119 | 0.31977 | 0.363 | 0.34175 | 0.42454
2012-06-10 08:00 | 0.22293 | 0.20886 | 0.18111 | 0.10105 | 0.52119 | 0.52119 | 0.52119 | 0.52119 | 0.29826 | 0.31233 | 0.34008 | 0.42014
2012-06-10 09:00 | 0.23024 | 0.2209 | 0.18158 | 0.099221 | 0.52119 | 0.52119 | 0.52119 | 0.52119 | 0.29095 | 0.30029 | 0.33961 | 0.42197
2012-06-10 10:00 | 0.23673 | 0.22002 | 0.18106 | 0.1011 | 0.52119 | 0.52119 | 0.52119 | 0.52119 | 0.28446 | 0.30117 | 0.34013 | 0.42009
2012-06-10 11:00 | 0.23884 | 0.22428 | 0.18222 | 0.10355 | 0.52119 | 0.52119 | 0.52119 | 0.52119 | 0.28235 | 0.29691 | 0.33897 | 0.41764
2012-06-10 12:00 | 0.23596 | 0.22228 | 0.18597 | 0.10065 | 0.52119 | 0.52119 | 0.52119 | 0.52119 | 0.28523 | 0.2989 | 0.33522 | 0.42054
2012-06-10 13:00 | 0.2317 | 0.21265 | 0.18216 | 0.097022 | 0.52119 | 0.52119 | 0.52119 | 0.52119 | 0.28949 | 0.30853 | 0.33902 | 0.42417
2012-06-10 14:00 | 0.23085 | 0.20646 | 0.18539 | 0.096495 | 0.52119 | 0.52119 | 0.52119 | 0.52119 | 0.29034 | 0.31473 | 0.3358 | 0.42469
2012-06-10 15:00 | 0.22541 | 0.17989 | 0.18618 | 0.09599 | 0.52119 | 0.52119 | 0.52119 | 0.52119 | 0.29577 | 0.3413 | 0.33501 | 0.4252
2012-06-10 16:00 | 0.21988 | 0.166 | 0.1868 | 0.096094 | 0.52119 | 0.52119 | 0.52119 | 0.52119 | 0.30131 | 0.35519 | 0.33439 | 0.42509
2012-06-10 17:00 | 0.21093 | 0.15669 | 0.18804 | 0.091816 | 0.52119 | 0.52119 | 0.52119 | 0.52119 | 0.31026 | 0.3645 | 0.33315 | 0.42937
2012-06-10 18:00 | 0.20659 | 0.15024 | 0.18918 | 0.088322 | 0.52119 | 0.52119 | 0.52119 | 0.52119 | 0.3146 | 0.37095 | 0.33201 | 0.43287
2012-06-10 19:00 | 0.19734 | 0.13897 | 0.18682 | 0.089156 | 0.52119 | 0.52119 | 0.52119 | 0.52119 | 0.32385 | 0.38222 | 0.33437 | 0.43203
2012-06-10 20:00 | 0.19636 | 0.13247 | 0.18798 | 0.088728 | 0.52119 | 0.52119 | 0.52119 | 0.52119 | 0.32483 | 0.38872 | 0.33321 | 0.43246
2012-06-10 21:00 | 0.19318 | 0.12877 | 0.18769 | 0.091034 | 0.52119 | 0.52119 | 0.52119 | 0.52119 | 0.32801 | 0.39242 | 0.3335 | 0.43015
2012-06-10 22:00 | 0.18968 | 0.12348 | 0.18701 | 0.09002 | 0.52119 | 0.52119 | 0.52119 | 0.52119 | 0.3315 | 0.3977 | 0.33418 | 0.43117
2012-06-10 23:00 | 0.18917 | 0.11053 | 0.18508 | 0.089569 | 0.52119 | 0.52119 | 0.52119 | 0.52119 | 0.33202 | 0.41066 | 0.33611 | 0.43162
2012-06-11 | 0.17777 | 0.09869 | 0.17718 | 0.091688 | 0.52119 | 0.52119 | 0.52119 | 0.52119 | 0.34342 | 0.4225 | 0.344 | 0.4295
2012-06-11 01:00 | 0.17877 | 0.10146 | 0.17735 | 0.092413 | 0.52119 | 0.52119 | 0.52119 | 0.52119 | 0.34241 | 0.41972 | 0.34383 | 0.42878
2012-06-11 02:00 | 0.1726 | 0.10364 | 0.18074 | 0.093068 | 0.52119 | 0.52119 | 0.52119 | 0.52119 | 0.34859 | 0.41755 | 0.34045 | 0.42812
2012-06-11 03:00 | 0.18332 | 0.11174 | 0.18603 | 0.094266 | 0.52119 | 0.52119 | 0.52119 | 0.52119 | 0.33787 | 0.40944 | 0.33516 | 0.42692
2012-06-11 04:00 | 0.20208 | 0.12643 | 0.18835 | 0.096825 | 0.52119 | 0.52119 | 0.52119 | 0.52119 | 0.3191 | 0.39476 | 0.33284 | 0.42436
2012-06-11 05:00 | 0.22674 | 0.14669 | 0.19128 | 0.099266 | 0.52119 | 0.52119 | 0.52119 | 0.52119 | 0.29445 | 0.37449 | 0.32991 | 0.42192
2012-06-11 06:00 | 0.26351 | 0.23112 | 0.19613 | 0.1025 | 0.52119 | 0.52119 | 0.52119 | 0.52119 | 0.25768 | 0.29007 | 0.32506 | 0.41868
2012-06-11 07:00 | 0.28974 | 0.29755 | 0.1951 | 0.10418 | 0.52119 | 0.52119 | 0.52119 | 0.52119 | 0.23144 | 0.22364 | 0.32609 | 0.41701
2012-06-11 08:00 | 0.29938 | 0.32088 | 0.19133 | 0.10179 | 0.52119 | 0.52119 | 0.52119 | 0.52119 | 0.22181 | 0.20031 | 0.32986 | 0.4194
2012-06-11 09:00 | 0.29631 | 0.31251 | 0.18961 | 0.099743 | 0.52119 | 0.52119 | 0.52119 | 0.52119 | 0.22488 | 0.20868 | 0.33158 | 0.42144
2012-06-11 10:00 | 0.29482 | 0.30938 | 0.1839 | 0.099101 | 0.52119 | 0.52119 | 0.52119 | 0.52119 | 0.22636 | 0.21181 | 0.33729 | 0.42209
2012-06-11 11:00 | 0.29241 | 0.31011 | 0.1831 | 0.099047 | 0.52119 | 0.52119 | 0.52119 | 0.52119 | 0.22878 | 0.21108 | 0.33808 | 0.42214
2012-06-11 12:00 | 0.29178 | 0.30706 | 0.18335 | 0.10261 | 0.52119 | 0.52119 | 0.52119 | 0.52119 | 0.22941 | 0.21413 | 0.33784 | 0.41857
2012-06-11 13:00 | 0.2911 | 0.30583 | 0.18322 | 0.1021 | 0.52119 | 0.52119 | 0.52119 | 0.52119 | 0.23009 | 0.21536 | 0.33796 | 0.41908
2012-06-11 14:00 | 0.29102 | 0.30522 | 0.18499 | 0.10229 | 0.52119 | 0.52119 | 0.52119 | 0.52119 | 0.23017 | 0.21596 | 0.3362 | 0.4189
2012-06-11 15:00 | 0.28832 | 0.3015 | 0.19007 | 0.10215 | 0.52119 | 0.52119 | 0.52119 | 0.52119 | 0.23287 | 0.21968 | 0.33112 | 0.41904
2012-06-11 16:00 | 0.28698 | 0.30092 | 0.19145 | 0.10372 | 0.52119 | 0.52119 | 0.52119 | 0.52119 | 0.23421 | 0.22027 | 0.32974 | 0.41747
2012-06-11 17:00 | 0.282 | 0.28527 | 0.19381 | 0.10406 | 0.52119 | 0.52119 | 0.52119 | 0.52119 | 0.23919 | 0.23592 | 0.32738 | 0.41713
2012-06-11 18:00 | 0.24887 | 0.25167 | 0.19539 | 0.099492 | 0.52119 | 0.52119 | 0.52119 | 0.52119 | 0.27232 | 0.26951 | 0.3258 | 0.4217
2012-06-11 19:00 | 0.22755 | 0.2044 | 0.19562 | 0.096911 | 0.52119 | 0.52119 | 0.52119 | 0.52119 | 0.29364 | 0.31679 | 0.32557 | 0.42428
2012-06-11 20:00 | 0.21346 | 0.18515 | 0.19465 | 0.097865 | 0.52119 | 0.52119 | 0.52119 | 0.52119 | 0.30773 | 0.33604 | 0.32653 | 0.42332
2012-06-11 21:00 | 0.20103 | 0.17574 | 0.19081 | 0.096966 | 0.52119 | 0.52119 | 0.52119 | 0.52119 | 0.32016 | 0.34544 | 0.33038 | 0.42422
2012-06-11 22:00 | 0.1891 | 0.13972 | 0.18957 | 0.094088 | 0.52119 | 0.52119 | 0.52119 | 0.52119 | 0.33209 | 0.38147 | 0.33162 | 0.4271
2012-06-11 23:00 | 0.18033 | 0.10898 | 0.18337 | 0.092594 | 0.52119 | 0.52119 | 0.52119 | 0.52119 | 0.34086 | 0.41221 | 0.33782 | 0.42859
2012-06-12 | 0.17777 | 0.098664 | 0.17733 | 0.09203 | 0.52119 | 0.52119 | 0.52119 | 0.52119 | 0.34342 | 0.42252 | 0.34385 | 0.42916
2012-06-12 01:00 | 0.17854 | 0.10144 | 0.17728 | 0.092686 | 0.52119 | 0.52119 | 0.52119 | 0.52119 | 0.34265 | 0.41975 | 0.34391 | 0.4285
2012-06-12 02:00 | 0.17464 | 0.10364 | 0.18041 | 0.093228 | 0.52119 | 0.52119 | 0.52119 | 0.52119 | 0.34655 | 0.41754 | 0.34078 | 0.42796
2012-06-12 03:00 | 0.18562 | 0.11173 | 0.1856 | 0.095012 | 0.52119 | 0.52119 | 0.52119 | 0.52119 | 0.33557 | 0.40946 | 0.33559 | 0.42618
2012-06-12 04:00 | 0.20392 | 0.12602 | 0.18792 | 0.097925 | 0.52119 | 0.52119 | 0.52119 | 0.52119 | 0.31727 | 0.39516 | 0.33327 | 0.42326
2012-06-12 05:00 | 0.22815 | 0.14675 | 0.19078 | 0.10002 | 0.52119 | 0.52119 | 0.52119 | 0.52119 | 0.29304 | 0.37443 | 0.3304 | 0.42117
2012-06-12 06:00 | 0.26405 | 0.23158 | 0.196 | 0.10321 | 0.52119 | 0.52119 | 0.52119 | 0.52119 | 0.25714 | 0.28961 | 0.32519 | 0.41797
2012-06-12 07:00 | 0.29042 | 0.29815 | 0.19609 | 0.10569 | 0.52119 | 0.52119 | 0.52119 | 0.52119 | 0.23077 | 0.22304 | 0.32509 | 0.4155
2012-06-12 08:00 | 0.29999 | 0.32299 | 0.19446 | 0.10609 | 0.52119 | 0.52119 | 0.52119 | 0.52119 | 0.2212 | 0.1982 | 0.32673 | 0.41509
2012-06-12 09:00 | 0.29706 | 0.31512 | 0.19163 | 0.10547 | 0.52119 | 0.52119 | 0.52119 | 0.52119 | 0.22413 | 0.20607 | 0.32956 | 0.41572
2012-06-12 10:00 | 0.29534 | 0.31063 | 0.18882 | 0.10529 | 0.52119 | 0.52119 | 0.52119 | 0.52119 | 0.22585 | 0.21055 | 0.33237 | 0.4159
2012-06-12 11:00 | 0.29247 | 0.31169 | 0.18918 | 0.105 | 0.52119 | 0.52119 | 0.52119 | 0.52119 | 0.22872 | 0.2095 | 0.33201 | 0.41619
2012-06-12 12:00 | 0.29192 | 0.30835 | 0.18911 | 0.10358 | 0.52119 | 0.52119 | 0.52119 | 0.52119 | 0.22926 | 0.21284 | 0.33208 | 0.41761
2012-06-12 13:00 | 0.29084 | 0.30865 | 0.18645 | 0.10304 | 0.52119 | 0.52119 | 0.52119 | 0.52119 | 0.23034 | 0.21253 | 0.33474 | 0.41814
2012-06-12 14:00 | 0.29058 | 0.30883 | 0.18823 | 0.10342 | 0.52119 | 0.52119 | 0.52119 | 0.52119 | 0.23061 | 0.21235 | 0.33296 | 0.41777
2012-06-12 15:00 | 0.2878 | 0.30379 | 0.18994 | 0.10499 | 0.52119 | 0.52119 | 0.52119 | 0.52119 | 0.23338 | 0.2174 | 0.33125 | 0.4162
2012-06-12 16:00 | 0.28634 | 0.30242 | 0.19015 | 0.10575 | 0.52119 | 0.52119 | 0.52119 | 0.52119 | 0.23485 | 0.21877 | 0.33103 | 0.41544
2012-06-12 17:00 | 0.28218 | 0.28659 | 0.19401 | 0.10453 | 0.52119 | 0.52119 | 0.52119 | 0.52119 | 0.239 | 0.2346 | 0.32718 | 0.41666
2012-06-12 18:00 | 0.24821 | 0.25166 | 0.19597 | 0.099416 | 0.52119 | 0.52119 | 0.52119 | 0.52119 | 0.27298 | 0.26953 | 0.32522 | 0.42177
2012-06-12 19:00 | 0.22742 | 0.20423 | 0.19588 | 0.097002 | 0.52119 | 0.52119 | 0.52119 | 0.52119 | 0.29377 | 0.31696 | 0.32531 | 0.42419
2012-06-12 20:00 | 0.21332 | 0.18539 | 0.19473 | 0.0973 | 0.52119 | 0.52119 | 0.52119 | 0.52119 | 0.30787 | 0.3358 | 0.32646 | 0.42389
2012-06-12 21:00 | 0.20094 | 0.17593 | 0.19085 | 0.096434 | 0.52119 | 0.52119 | 0.52119 | 0.52119 | 0.32025 | 0.34525 | 0.33033 | 0.42475
2012-06-12 22:00 | 0.18894 | 0.13997 | 0.18948 | 0.093343 | 0.52119 | 0.52119 | 0.52119 | 0.52119 | 0.33225 | 0.38122 | 0.3317 | 0.42785
2012-06-12 23:00 | 0.18029 | 0.10918 | 0.18348 | 0.092224 | 0.52119 | 0.52119 | 0.52119 | 0.52119 | 0.3409 | 0.41201 | 0.33771 | 0.42896
2012-06-13 | 0.17785 | 0.098848 | 0.17721 | 0.092047 | 0.52119 | 0.52119 | 0.52119 | 0.52119 | 0.34334 | 0.42234 | 0.34398 | 0.42914
2012-06-13 01:00 | 0.17851 | 0.10167 | 0.17681 | 0.092779 | 0.52119 | 0.52119 | 0.52119 | 0.52119 | 0.34268 | 0.41951 | 0.34438 | 0.42841
2012-06-13 02:00 | 0.17423 | 0.10368 | 0.17993 | 0.093286 | 0.52119 | 0.52119 | 0.52119 | 0.52119 | 0.34695 | 0.41751 | 0.34126 | 0.4279
2012-06-13 03:00 | 0.18495 | 0.11178 | 0.18497 | 0.095349 | 0.52119 | 0.52119 | 0.52119 | 0.52119 | 0.33624 | 0.40941 | 0.33621 | 0.42584
2012-06-13 04:00 | 0.20371 | 0.12603 | 0.18732 | 0.098082 | 0.52119 | 0.52119 | 0.52119 | 0.52119 | 0.31748 | 0.39515 | 0.33387 | 0.42311
2012-06-13 05:00 | 0.22782 | 0.14663 | 0.19013 | 0.10006 | 0.52119 | 0.52119 | 0.52119 | 0.52119 | 0.29336 | 0.37456 | 0.33106 | 0.42112
2012-06-13 06:00 | 0.26313 | 0.23071 | 0.19588 | 0.10316 | 0.52119 | 0.52119 | 0.52119 | 0.52119 | 0.25805 | 0.29048 | 0.32531 | 0.41802
2012-06-13 07:00 | 0.28853 | 0.29791 | 0.19565 | 0.10571 | 0.52119 | 0.52119 | 0.52119 | 0.52119 | 0.23266 | 0.22328 | 0.32554 | 0.41548
2012-06-13 08:00 | 0.29797 | 0.32222 | 0.19404 | 0.10588 | 0.52119 | 0.52119 | 0.52119 | 0.52119 | 0.22322 | 0.19896 | 0.32715 | 0.4153
2012-06-13 09:00 | 0.29451 | 0.31318 | 0.19112 | 0.10534 | 0.52119 | 0.52119 | 0.52119 | 0.52119 | 0.22668 | 0.20801 | 0.33007 | 0.41585
2012-06-13 10:00 | 0.29162 | 0.30894 | 0.1882 | 0.10559 | 0.52119 | 0.52119 | 0.52119 | 0.52119 | 0.22956 | 0.21224 | 0.33299 | 0.4156
2012-06-13 11:00 | 0.28872 | 0.31125 | 0.18847 | 0.10406 | 0.52119 | 0.52119 | 0.52119 | 0.52119 | 0.23247 | 0.20994 | 0.33271 | 0.41712
2012-06-13 12:00 | 0.29072 | 0.30808 | 0.1888 | 0.10307 | 0.52119 | 0.52119 | 0.52119 | 0.52119 | 0.23047 | 0.21311 | 0.33239 | 0.41812
2012-06-13 13:00 | 0.29018 | 0.30752 | 0.18682 | 0.10273 | 0.52119 | 0.52119 | 0.52119 | 0.52119 | 0.23101 | 0.21367 | 0.33437 | 0.41846
2012-06-13 14:00 | 0.29023 | 0.30709 | 0.18923 | 0.10315 | 0.52119 | 0.52119 | 0.52119 | 0.52119 | 0.23096 | 0.21409 | 0.33195 | 0.41804
2012-06-13 15:00 | 0.28789 | 0.30206 | 0.19027 | 0.10341 | 0.52119 | 0.52119 | 0.52119 | 0.52119 | 0.2333 | 0.21913 | 0.33091 | 0.41778
2012-06-13 16:00 | 0.28709 | 0.30143 | 0.19188 | 0.10458 | 0.52119 | 0.52119 | 0.52119 | 0.52119 | 0.2341 | 0.21976 | 0.3293 | 0.41661
2012-06-13 17:00 | 0.28205 | 0.28563 | 0.19468 | 0.10414 | 0.52119 | 0.52119 | 0.52119 | 0.52119 | 0.23914 | 0.23555 | 0.3265 | 0.41705
2012-06-13 18:00 | 0.24861 | 0.25167 | 0.19575 | 0.099449 | 0.52119 | 0.52119 | 0.52119 | 0.52119 | 0.27258 | 0.26951 | 0.32544 | 0.42174
2012-06-13 19:00 | 0.22736 | 0.20392 | 0.19533 | 0.096043 | 0.52119 | 0.52119 | 0.52119 | 0.52119 | 0.29383 | 0.31726 | 0.32586 | 0.42514
2012-06-13 20:00 | 0.21321 | 0.18463 | 0.19441 | 0.098471 | 0.52119 | 0.52119 | 0.52119 | 0.52119 | 0.30797 | 0.33656 | 0.32678 | 0.42272
2012-06-13 21:00 | 0.20096 | 0.17551 | 0.19068 | 0.097468 | 0.52119 | 0.52119 | 0.52119 | 0.52119 | 0.32023 | 0.34567 | 0.33051 | 0.42372
2012-06-13 22:00 | 0.18892 | 0.13966 | 0.18961 | 0.094365 | 0.52119 | 0.52119 | 0.52119 | 0.52119 | 0.33227 | 0.38153 | 0.33158 | 0.42682
2012-06-13 23:00 | 0.1803 | 0.10886 | 0.1833 | 0.092682 | 0.52119 | 0.52119 | 0.52119 | 0.52119 | 0.34089 | 0.41233 | 0.33789 | 0.42851
2012-06-14 | 0.17774 | 0.098606 | 0.17732 | 0.091952 | 0.52119 | 0.52119 | 0.52119 | 0.52119 | 0.34344 | 0.42258 | 0.34387 | 0.42924
2012-06-14 01:00 | 0.178 | 0.10118 | 0.17725 | 0.092748 | 0.52119 | 0.52119 | 0.52119 | 0.52119 | 0.34319 | 0.42001 | 0.34393 | 0.42844
2012-06-14 02:00 | 0.17369 | 0.10348 | 0.18046 | 0.093317 | 0.52119 | 0.52119 | 0.52119 | 0.52119 | 0.34749 | 0.4177 | 0.34073 | 0.42787
2012-06-14 03:00 | 0.18423 | 0.11159 | 0.18555 | 0.095083 | 0.52119 | 0.52119 | 0.52119 | 0.52119 | 0.33696 | 0.4096 | 0.33564 | 0.42611
2012-06-14 04:00 | 0.20276 | 0.12584 | 0.18789 | 0.097811 | 0.52119 | 0.52119 | 0.52119 | 0.52119 | 0.31843 | 0.39535 | 0.3333 | 0.42338
2012-06-14 05:00 | 0.22672 | 0.14617 | 0.1905 | 0.099883 | 0.52119 | 0.52119 | 0.52119 | 0.52119 | 0.29447 | 0.37502 | 0.33069 | 0.4213
2012-06-14 06:00 | 0.26133 | 0.23085 | 0.19574 | 0.10312 | 0.52119 | 0.52119 | 0.52119 | 0.52119 | 0.25986 | 0.29034 | 0.32545 | 0.41806
2012-06-14 07:00 | 0.28758 | 0.29618 | 0.19587 | 0.10563 | 0.52119 | 0.52119 | 0.52119 | 0.52119 | 0.2336 | 0.22501 | 0.32532 | 0.41556
2012-06-14 08:00 | 0.29699 | 0.32172 | 0.19427 | 0.10525 | 0.52119 | 0.52119 | 0.52119 | 0.52119 | 0.22419 | 0.19947 | 0.32692 | 0.41594
2012-06-14 09:00 | 0.29192 | 0.31157 | 0.19144 | 0.10357 | 0.52119 | 0.52119 | 0.52119 | 0.52119 | 0.22927 | 0.20961 | 0.32975 | 0.41761
2012-06-14 10:00 | 0.2893 | 0.30813 | 0.18813 | 0.10469 | 0.52119 | 0.52119 | 0.52119 | 0.52119 | 0.23189 | 0.21306 | 0.33306 | 0.4165
2012-06-14 11:00 | 0.28702 | 0.31081 | 0.18878 | 0.10335 | 0.52119 | 0.52119 | 0.52119 | 0.52119 | 0.23417 | 0.21038 | 0.3324 | 0.41784
2012-06-14 12:00 | 0.29028 | 0.30764 | 0.18906 | 0.10298 | 0.52119 | 0.52119 | 0.52119 | 0.52119 | 0.2309 | 0.21355 | 0.33213 | 0.41821
2012-06-14 13:00 | 0.29009 | 0.30781 | 0.18609 | 0.10281 | 0.52119 | 0.52119 | 0.52119 | 0.52119 | 0.2311 | 0.21337 | 0.3351 | 0.41838
2012-06-14 14:00 | 0.28884 | 0.30797 | 0.18812 | 0.10308 | 0.52119 | 0.52119 | 0.52119 | 0.52119 | 0.23234 | 0.21322 | 0.33307 | 0.41811
2012-06-14 15:00 | 0.28633 | 0.30289 | 0.18945 | 0.10435 | 0.52119 | 0.52119 | 0.52119 | 0.52119 | 0.23485 | 0.2183 | 0.33174 | 0.41684
2012-06-14 16:00 | 0.28557 | 0.30217 | 0.18997 | 0.10542 | 0.52119 | 0.52119 | 0.52119 | 0.52119 | 0.23562 | 0.21901 | 0.33122 | 0.41577
2012-06-14 17:00 | 0.28186 | 0.28635 | 0.19306 | 0.10453 | 0.52119 | 0.52119 | 0.52119 | 0.52119 | 0.23933 | 0.23484 | 0.32812 | 0.41666
2012-06-14 18:00 | 0.24843 | 0.24997 | 0.19553 | 0.099562 | 0.52119 | 0.52119 | 0.52119 | 0.52119 | 0.27276 | 0.27122 | 0.32566 | 0.42163
2012-06-14 19:00 | 0.22716 | 0.20215 | 0.19538 | 0.097292 | 0.52119 | 0.52119 | 0.52119 | 0.52119 | 0.29402 | 0.31904 | 0.32581 | 0.4239
2012-06-14 20:00 | 0.21296 | 0.18491 | 0.19423 | 0.097769 | 0.52119 | 0.52119 | 0.52119 | 0.52119 | 0.30823 | 0.33628 | 0.32696 | 0.42342
2012-06-14 21:00 | 0.2003 | 0.17564 | 0.19148 | 0.096783 | 0.52119 | 0.52119 | 0.52119 | 0.52119 | 0.32089 | 0.34555 | 0.32971 | 0.42441
2012-06-14 22:00 | 0.18826 | 0.13969 | 0.18937 | 0.09391 | 0.52119 | 0.52119 | 0.52119 | 0.52119 | 0.33293 | 0.3815 | 0.33182 | 0.42728
2012-06-14 23:00 | 0.18042 | 0.1089 | 0.1828 | 0.092643 | 0.52119 | 0.52119 | 0.52119 | 0.52119 | 0.34077 | 0.41228 | 0.33839 | 0.42855
2012-06-15 | 0.17752 | 0.09864 | 0.17653 | 0.088976 | 0.52119 | 0.52119 | 0.52119 | 0.52119 | 0.34367 | 0.42255 | 0.34466 | 0.43221
2012-06-15 01:00 | 0.17612 | 0.10146 | 0.17665 | 0.08963 | 0.52119 | 0.52119 | 0.52119 | 0.52119 | 0.34507 | 0.41973 | 0.34453 | 0.43156
2012-06-15 02:00 | 0.17102 | 0.10358 | 0.17943 | 0.090718 | 0.52119 | 0.52119 | 0.52119 | 0.52119 | 0.35017 | 0.41761 | 0.34176 | 0.43047
2012-06-15 03:00 | 0.18222 | 0.1116 | 0.18493 | 0.092335 | 0.52119 | 0.52119 | 0.52119 | 0.52119 | 0.33897 | 0.40959 | 0.33626 | 0.42885
2012-06-15 04:00 | 0.2008 | 0.12585 | 0.18707 | 0.094614 | 0.52119 | 0.52119 | 0.52119 | 0.52119 | 0.32039 | 0.39534 | 0.33412 | 0.42657
2012-06-15 05:00 | 0.22486 | 0.14634 | 0.18964 | 0.096647 | 0.52119 | 0.52119 | 0.52119 | 0.52119 | 0.29633 | 0.37484 | 0.33155 | 0.42454
2012-06-15 06:00 | 0.25736 | 0.23215 | 0.19481 | 0.09983 | 0.52119 | 0.52119 | 0.52119 | 0.52119 | 0.26383 | 0.28904 | 0.32638 | 0.42136
2012-06-15 07:00 | 0.28451 | 0.2964 | 0.19503 | 0.10315 | 0.52119 | 0.52119 | 0.52119 | 0.52119 | 0.23668 | 0.22479 | 0.32616 | 0.41804
2012-06-15 08:00 | 0.29258 | 0.32302 | 0.19333 | 0.10308 | 0.52119 | 0.52119 | 0.52119 | 0.52119 | 0.22861 | 0.19817 | 0.32786 | 0.41811
2012-06-15 09:00 | 0.29211 | 0.3143 | 0.18917 | 0.10306 | 0.52119 | 0.52119 | 0.52119 | 0.52119 | 0.22908 | 0.20689 | 0.33202 | 0.41813
2012-06-15 10:00 | 0.28769 | 0.31061 | 0.18694 | 0.10284 | 0.52119 | 0.52119 | 0.52119 | 0.52119 | 0.2335 | 0.21057 | 0.33424 | 0.41835
2012-06-15 11:00 | 0.28562 | 0.31217 | 0.18713 | 0.10214 | 0.52119 | 0.52119 | 0.52119 | 0.52119 | 0.23557 | 0.20902 | 0.33406 | 0.41904
2012-06-15 12:00 | 0.29033 | 0.31042 | 0.187 | 0.10057 | 0.52119 | 0.52119 | 0.52119 | 0.52119 | 0.23085 | 0.21077 | 0.33419 | 0.42062
2012-06-15 13:00 | 0.29036 | 0.30896 | 0.18305 | 0.10035 | 0.52119 | 0.52119 | 0.52119 | 0.52119 | 0.23083 | 0.21223 | 0.33814 | 0.42083
2012-06-15 14:00 | 0.28646 | 0.30909 | 0.18644 | 0.10047 | 0.52119 | 0.52119 | 0.52119 | 0.52119 | 0.23472 | 0.2121 | 0.33475 | 0.42072
2012-06-15 15:00 | 0.28261 | 0.30409 | 0.18806 | 0.10206 | 0.52119 | 0.52119 | 0.52119 | 0.52119 | 0.23858 | 0.2171 | 0.33313 | 0.41913
2012-06-15 16:00 | 0.28227 | 0.30246 | 0.18786 | 0.10317 | 0.52119 | 0.52119 | 0.52119 | 0.52119 | 0.23892 | 0.21873 | 0.33333 | 0.41802
2012-06-15 17:00 | 0.28167 | 0.28677 | 0.19102 | 0.10217 | 0.52119 | 0.52119 | 0.52119 | 0.52119 | 0.23952 | 0.23442 | 0.33017 | 0.41902
2012-06-15 18:00 | 0.2498 | 0.24762 | 0.19461 | 0.0972 | 0.52119 | 0.52119 | 0.52119 | 0.52119 | 0.27139 | 0.27357 | 0.32658 | 0.42399
2012-06-15 19:00 | 0.22699 | 0.20098 | 0.19464 | 0.094787 | 0.52119 | 0.52119 | 0.52119 | 0.52119 | 0.2942 | 0.32021 | 0.32655 | 0.4264
2012-06-15 20:00 | 0.2125 | 0.1848 | 0.19332 | 0.094727 | 0.52119 | 0.52119 | 0.52119 | 0.52119 | 0.30869 | 0.33639 | 0.32787 | 0.42646
2012-06-15 21:00 | 0.1999 | 0.17564 | 0.19036 | 0.093841 | 0.52119 | 0.52119 | 0.52119 | 0.52119 | 0.32129 | 0.34555 | 0.33082 | 0.42735
2012-06-15 22:00 | 0.18781 | 0.1397 | 0.18872 | 0.090754 | 0.52119 | 0.52119 | 0.52119 | 0.52119 | 0.33337 | 0.38149 | 0.33247 | 0.43043
2012-06-15 23:00 | 0.18014 | 0.10904 | 0.18251 | 0.089618 | 0.52119 | 0.52119 | 0.52119 | 0.52119 | 0.34105 | 0.41215 | 0.33868 | 0.43157
2012-06-16 | 0.17529 | 0.10823 | 0.17725 | 0.09108 | 0.52119 | 0.52119 | 0.52119 | 0.52119 | 0.3459 | 0.41295 | 0.34393 | 0.43011
2012-06-16 01:00 | 0.1735 | 0.10368 | 0.17567 | 0.088227 | 0.52119 | 0.52119 | 0.52119 | 0.52119 | 0.34769 | 0.41751 | 0.34552 | 0.43296
2012-06-16 02:00 | 0.17447 | 0.103 | 0.17519 | 0.088361 | 0.52119 | 0.52119 | 0.52119 | 0.52119 | 0.34672 | 0.41819 | 0.346 | 0.43283
2012-06-16 03:00 | 0.17477 | 0.104 | 0.17562 | 0.08844 | 0.52119 | 0.52119 | 0.52119 | 0.52119 | 0.34642 | 0.41719 | 0.34557 | 0.43275
2012-06-16 04:00 | 0.17517 | 0.10827 | 0.17482 | 0.087945 | 0.52119 | 0.52119 | 0.52119 | 0.52119 | 0.34601 | 0.41292 | 0.34636 | 0.43324
2012-06-16 05:00 | 0.17725 | 0.11193 | 0.17812 | 0.087503 | 0.52119 | 0.52119 | 0.52119 | 0.52119 | 0.34394 | 0.40926 | 0.34307 | 0.43369
2012-06-16 06:00 | 0.19299 | 0.12732 | 0.18018 | 0.092936 | 0.52119 | 0.52119 | 0.52119 | 0.52119 | 0.3282 | 0.39387 | 0.34101 | 0.42825
2012-06-16 07:00 | 0.19975 | 0.15952 | 0.17906 | 0.092695 | 0.52119 | 0.52119 | 0.52119 | 0.52119 | 0.32144 | 0.36167 | 0.34213 | 0.42849
2012-06-16 08:00 | 0.21912 | 0.21054 | 0.18238 | 0.096211 | 0.52119 | 0.52119 | 0.52119 | 0.52119 | 0.30207 | 0.31065 | 0.3388 | 0.42498
2012-06-16 09:00 | 0.22785 | 0.22306 | 0.18197 | 0.097965 | 0.52119 | 0.52119 | 0.52119 | 0.52119 | 0.29334 | 0.29812 | 0.33922 | 0.42322
2012-06-16 10:00 | 0.23336 | 0.22053 | 0.1789 | 0.097322 | 0.52119 | 0.52119 | 0.52119 | 0.52119 | 0.28783 | 0.30065 | 0.34229 | 0.42387
2012-06-16 11:00 | 0.23365 | 0.22497 | 0.17902 | 0.098014 | 0.52119 | 0.52119 | 0.52119 | 0.52119 | 0.28754 | 0.29622 | 0.34216 | 0.42317
2012-06-16 12:00 | 0.2311 | 0.22274 | 0.18638 | 0.096864 | 0.52119 | 0.52119 | 0.52119 | 0.52119 | 0.29009 | 0.29845 | 0.33481 | 0.42432
2012-06-16 13:00 | 0.22601 | 0.21243 | 0.18517 | 0.095589 | 0.52119 | 0.52119 | 0.52119 | 0.52119 | 0.29518 | 0.30876 | 0.33602 | 0.4256
2012-06-16 14:00 | 0.22431 | 0.20563 | 0.18569 | 0.094248 | 0.52119 | 0.52119 | 0.52119 | 0.52119 | 0.29688 | 0.31556 | 0.3355 | 0.42694
2012-06-16 15:00 | 0.22009 | 0.17909 | 0.18458 | 0.097089 | 0.52119 | 0.52119 | 0.52119 | 0.52119 | 0.3011 | 0.3421 | 0.33661 | 0.4241
2012-06-16 16:00 | 0.21453 | 0.16539 | 0.18433 | 0.095385 | 0.52119 | 0.52119 | 0.52119 | 0.52119 | 0.30666 | 0.3558 | 0.33686 | 0.4258
2012-06-16 17:00 | 0.20748 | 0.15746 | 0.18581 | 0.090783 | 0.52119 | 0.52119 | 0.52119 | 0.52119 | 0.31371 | 0.36373 | 0.33538 | 0.43041
2012-06-16 18:00 | 0.20523 | 0.15114 | 0.1866 | 0.087313 | 0.52119 | 0.52119 | 0.52119 | 0.52119 | 0.31596 | 0.37005 | 0.33459 | 0.43387
2012-06-16 19:00 | 0.1958 | 0.13966 | 0.18418 | 0.085131 | 0.52119 | 0.52119 | 0.52119 | 0.52119 | 0.32538 | 0.38153 | 0.33701 | 0.43606
2012-06-16 20:00 | 0.19428 | 0.13281 | 0.18608 | 0.085459 | 0.52119 | 0.52119 | 0.52119 | 0.52119 | 0.32691 | 0.38838 | 0.33511 | 0.43573
2012-06-16 21:00 | 0.19129 | 0.12918 | 0.18698 | 0.087639 | 0.52119 | 0.52119 | 0.52119 | 0.52119 | 0.3299 | 0.39201 | 0.33421 | 0.43355
2012-06-16 22:00 | 0.18785 | 0.12301 | 0.18609 | 0.086093 | 0.52119 | 0.52119 | 0.52119 | 0.52119 | 0.33334 | 0.39818 | 0.3351 | 0.4351
2012-06-16 23:00 | 0.18499 | 0.11055 | 0.18425 | 0.085829 | 0.52119 | 0.52119 | 0.52119 | 0.52119 | 0.3362 | 0.41064 | 0.33694 | 0.43536
2012-06-17 | 0.17505 | 0.1079 | 0.17806 | 0.092138 | 0.52119 | 0.52119 | 0.52119 | 0.52119 | 0.34614 | 0.41328 | 0.34313 | 0.42905
2012-06-17 01:00 | 0.17284 | 0.103 | 0.17593 | 0.087669 | 0.52119 | 0.52119 | 0.52119 | 0.52119 | 0.34835 | 0.41818 | 0.34525 | 0.43352
2012-06-17 02:00 | 0.17399 | 0.10227 | 0.17587 | 0.088255 | 0.52119 | 0.52119 | 0.52119 | 0.52119 | 0.34719 | 0.41892 | 0.34532 | 0.43293
2012-06-17 03:00 | 0.1747 | 0.10348 | 0.17637 | 0.08898 | 0.52119 | 0.52119 | 0.52119 | 0.52119 | 0.34649 | 0.41771 | 0.34481 | 0.43221
2012-06-17 04:00 | 0.17506 | 0.108 | 0.17565 | 0.088786 | 0.52119 | 0.52119 | 0.52119 | 0.52119 | 0.34613 | 0.41319 | 0.34553 | 0.4324
2012-06-17 05:00 | 0.17738 | 0.11154 | 0.17935 | 0.087947 | 0.52119 | 0.52119 | 0.52119 | 0.52119 | 0.34381 | 0.40965 | 0.34184 | 0.43324
2012-06-17 06:00 | 0.19351 | 0.12695 | 0.18108 | 0.093339 | 0.52119 | 0.52119 | 0.52119 | 0.52119 | 0.32768 | 0.39424 | 0.34011 | 0.42785
2012-06-17 07:00 | 0.19918 | 0.15727 | 0.17925 | 0.093208 | 0.52119 | 0.52119 | 0.52119 | 0.52119 | 0.32201 | 0.36392 | 0.34194 | 0.42798
2012-06-17 08:00 | 0.21875 | 0.20902 | 0.17992 | 0.095401 | 0.52119 | 0.52119 | 0.52119 | 0.52119 | 0.30244 | 0.31217 | 0.34127 | 0.42579
2012-06-17 09:00 | 0.22694 | 0.22023 | 0.17813 | 0.093457 | 0.52119 | 0.52119 | 0.52119 | 0.52119 | 0.29425 | 0.30096 | 0.34306 | 0.42773
2012-06-17 10:00 | 0.23283 | 0.21815 | 0.1757 | 0.094499 | 0.52119 | 0.52119 | 0.52119 | 0.52119 | 0.28836 | 0.30304 | 0.34549 | 0.42669
2012-06-17 11:00 | 0.23408 | 0.22348 | 0.1731 | 0.095163 | 0.52119 | 0.52119 | 0.52119 | 0.52119 | 0.28711 | 0.29771 | 0.34809 | 0.42602
2012-06-17 12:00 | 0.23191 | 0.22144 | 0.17995 | 0.09477 | 0.52119 | 0.52119 | 0.52119 | 0.52119 | 0.28927 | 0.29975 | 0.34124 | 0.42642
2012-06-17 13:00 | 0.22803 | 0.21081 | 0.17989 | 0.094199 | 0.52119 | 0.52119 | 0.52119 | 0.52119 | 0.29316 | 0.31038 | 0.3413 | 0.42699
2012-06-17 14:00 | 0.22635 | 0.20406 | 0.18352 | 0.094713 | 0.52119 | 0.52119 | 0.52119 | 0.52119 | 0.29484 | 0.31713 | 0.33767 | 0.42648
2012-06-17 15:00 | 0.22452 | 0.17958 | 0.18328 | 0.090975 | 0.52119 | 0.52119 | 0.52119 | 0.52119 | 0.29667 | 0.34161 | 0.3379 | 0.43021
2012-06-17 16:00 | 0.2183 | 0.16473 | 0.18477 | 0.090644 | 0.52119 | 0.52119 | 0.52119 | 0.52119 | 0.30289 | 0.35646 | 0.33641 | 0.43054
2012-06-17 17:00 | 0.2092 | 0.15554 | 0.18453 | 0.088249 | 0.52119 | 0.52119 | 0.52119 | 0.52119 | 0.31198 | 0.36565 | 0.33666 | 0.43294
2012-06-17 18:00 | 0.20583 | 0.15007 | 0.18769 | 0.085212 | 0.52119 | 0.52119 | 0.52119 | 0.52119 | 0.31536 | 0.37112 | 0.3335 | 0.43598
2012-06-17 19:00 | 0.19649 | 0.13908 | 0.18649 | 0.085288 | 0.52119 | 0.52119 | 0.52119 | 0.52119 | 0.3247 | 0.38211 | 0.3347 | 0.4359
2012-06-17 20:00 | 0.19503 | 0.13259 | 0.18747 | 0.085504 | 0.52119 | 0.52119 | 0.52119 | 0.52119 | 0.32616 | 0.3886 | 0.33371 | 0.43568
2012-06-17 21:00 | 0.19212 | 0.12901 | 0.18725 | 0.087878 | 0.52119 | 0.52119 | 0.52119 | 0.52119 | 0.32906 | 0.39218 | 0.33394 | 0.43331
2012-06-17 22:00 | 0.18847 | 0.12301 | 0.18649 | 0.086151 | 0.52119 | 0.52119 | 0.52119 | 0.52119 | 0.33271 | 0.39817 | 0.3347 | 0.43504
2012-06-17 23:00 | 0.18602 | 0.11044 | 0.18425 | 0.085768 | 0.52119 | 0.52119 | 0.52119 | 0.52119 | 0.33517 | 0.41075 | 0.33694 | 0.43542
2012-06-18 | 0.17717 | 0.098538 | 0.17605 | 0.08896 | 0.52119 | 0.52119 | 0.52119 | 0.52119 | 0.34402 | 0.42265 | 0.34514 | 0.43223
2012-06-18 01:00 | 0.1775 | 0.10112 | 0.1768 | 0.089666 | 0.52119 | 0.52119 | 0.52119 | 0.52119 | 0.34369 | 0.42007 | 0.34439 | 0.43152
2012-06-18 02:00 | 0.17102 | 0.1035 | 0.17991 | 0.090286 | 0.52119 | 0.52119 | 0.52119 | 0.52119 | 0.35017 | 0.41769 | 0.34128 | 0.4309
2012-06-18 03:00 | 0.18232 | 0.11156 | 0.18538 | 0.091451 | 0.52119 | 0.52119 | 0.52119 | 0.52119 | 0.33886 | 0.40963 | 0.33581 | 0.42974
2012-06-18 04:00 | 0.20098 | 0.12596 | 0.18783 | 0.09388 | 0.52119 | 0.52119 | 0.52119 | 0.52119 | 0.32021 | 0.39523 | 0.33336 | 0.42731
2012-06-18 05:00 | 0.22532 | 0.14648 | 0.19035 | 0.096174 | 0.52119 | 0.52119 | 0.52119 | 0.52119 | 0.29587 | 0.37471 | 0.33083 | 0.42501
2012-06-18 06:00 | 0.25967 | 0.23039 | 0.19527 | 0.09951 | 0.52119 | 0.52119 | 0.52119 | 0.52119 | 0.26152 | 0.2908 | 0.32592 | 0.42168
2012-06-18 07:00 | 0.28692 | 0.29462 | 0.19404 | 0.10124 | 0.52119 | 0.52119 | 0.52119 | 0.52119 | 0.23427 | 0.22656 | 0.32715 | 0.41995
2012-06-18 08:00 | 0.29723 | 0.32061 | 0.19178 | 0.10011 | 0.52119 | 0.52119 | 0.52119 | 0.52119 | 0.22395 | 0.20058 | 0.32941 | 0.42108
2012-06-18 09:00 | 0.29451 | 0.31188 | 0.18935 | 0.098078 | 0.52119 | 0.52119 | 0.52119 | 0.52119 | 0.22668 | 0.20931 | 0.33184 | 0.42311
2012-06-18 10:00 | 0.29186 | 0.30802 | 0.18536 | 0.097935 | 0.52119 | 0.52119 | 0.52119 | 0.52119 | 0.22933 | 0.21317 | 0.33583 | 0.42325
2012-06-18 11:00 | 0.28952 | 0.30942 | 0.18531 | 0.098376 | 0.52119 | 0.52119 | 0.52119 | 0.52119 | 0.23167 | 0.21177 | 0.33588 | 0.42281
2012-06-18 12:00 | 0.29098 | 0.3072 | 0.18568 | 0.099918 | 0.52119 | 0.52119 | 0.52119 | 0.52119 | 0.2302 | 0.21399 | 0.33551 | 0.42127
2012-06-18 13:00 | 0.2899 | 0.30498 | 0.18192 | 0.099186 | 0.52119 | 0.52119 | 0.52119 | 0.52119 | 0.23129 | 0.21621 | 0.33927 | 0.422
2012-06-18 14:00 | 0.28578 | 0.305 | 0.1861 | 0.098957 | 0.52119 | 0.52119 | 0.52119 | 0.52119 | 0.23541 | 0.21619 | 0.33508 | 0.42223
2012-06-18 15:00 | 0.28127 | 0.30001 | 0.1869 | 0.096413 | 0.52119 | 0.52119 | 0.52119 | 0.52119 | 0.23992 | 0.22118 | 0.33429 | 0.42478
2012-06-18 16:00 | 0.28343 | 0.29846 | 0.1892 | 0.096814 | 0.52119 | 0.52119 | 0.52119 | 0.52119 | 0.23776 | 0.22273 | 0.33199 | 0.42437
2012-06-18 17:00 | 0.28208 | 0.28284 | 0.18863 | 0.095869 | 0.52119 | 0.52119 | 0.52119 | 0.52119 | 0.23911 | 0.23835 | 0.33256 | 0.42532
2012-06-18 18:00 | 0.24873 | 0.24599 | 0.19378 | 0.096232 | 0.52119 | 0.52119 | 0.52119 | 0.52119 | 0.27245 | 0.2752 | 0.32741 | 0.42496
2012-06-18 19:00 | 0.22725 | 0.20003 | 0.19431 | 0.092394 | 0.52119 | 0.52119 | 0.52119 | 0.52119 | 0.29394 | 0.32116 | 0.32687 | 0.42879
2012-06-18 20:00 | 0.21302 | 0.18425 | 0.19359 | 0.095761 | 0.52119 | 0.52119 | 0.52119 | 0.52119 | 0.30817 | 0.33694 | 0.3276 | 0.42543
2012-06-18 21:00 | 0.20053 | 0.17537 | 0.19127 | 0.094885 | 0.52119 | 0.52119 | 0.52119 | 0.52119 | 0.32065 | 0.34582 | 0.32991 | 0.4263
2012-06-18 22:00 | 0.18862 | 0.13958 | 0.1892 | 0.091871 | 0.52119 | 0.52119 | 0.52119 | 0.52119 | 0.33257 | 0.38161 | 0.33199 | 0.42932
2012-06-18 23:00 | 0.18027 | 0.10918 | 0.18223 | 0.089833 | 0.52119 | 0.52119 | 0.52119 | 0.52119 | 0.34091 | 0.41201 | 0.33896 | 0.43135
2012-06-19 | 0.17719 | 0.098456 | 0.17553 | 0.089432 | 0.52119 | 0.52119 | 0.52119 | 0.52119 | 0.344 | 0.42273 | 0.34566 | 0.43176
2012-06-19 01:00 | 0.17793 | 0.10078 | 0.17683 | 0.090096 | 0.52119 | 0.52119 | 0.52119 | 0.52119 | 0.34326 | 0.42041 | 0.34436 | 0.43109
2012-06-19 02:00 | 0.17253 | 0.10333 | 0.17983 | 0.089907 | 0.52119 | 0.52119 | 0.52119 | 0.52119 | 0.34866 | 0.41786 | 0.34136 | 0.43128
2012-06-19 03:00 | 0.1836 | 0.11142 | 0.18566 | 0.090566 | 0.52119 | 0.52119 | 0.52119 | 0.52119 | 0.33759 | 0.40977 | 0.33553 | 0.43062
2012-06-19 04:00 | 0.20243 | 0.12633 | 0.18786 | 0.093904 | 0.52119 | 0.52119 | 0.52119 | 0.52119 | 0.31876 | 0.39486 | 0.33333 | 0.42728
2012-06-19 05:00 | 0.22613 | 0.14642 | 0.19063 | 0.096365 | 0.52119 | 0.52119 | 0.52119 | 0.52119 | 0.29505 | 0.37477 | 0.33056 | 0.42482
2012-06-19 06:00 | 0.25947 | 0.23039 | 0.19542 | 0.099451 | 0.52119 | 0.52119 | 0.52119 | 0.52119 | 0.26172 | 0.2908 | 0.32577 | 0.42174
2012-06-19 07:00 | 0.28687 | 0.29491 | 0.19462 | 0.10149 | 0.52119 | 0.52119 | 0.52119 | 0.52119 | 0.23431 | 0.22627 | 0.32657 | 0.41969
2012-06-19 08:00 | 0.29365 | 0.32106 | 0.1929 | 0.10122 | 0.52119 | 0.52119 | 0.52119 | 0.52119 | 0.22754 | 0.20013 | 0.32829 | 0.41997
2012-06-19 09:00 | 0.29103 | 0.31065 | 0.19023 | 0.099906 | 0.52119 | 0.52119 | 0.52119 | 0.52119 | 0.23016 | 0.21053 | 0.33096 | 0.42128
2012-06-19 10:00 | 0.28815 | 0.30743 | 0.1869 | 0.099862 | 0.52119 | 0.52119 | 0.52119 | 0.52119 | 0.23304 | 0.21376 | 0.33429 | 0.42133
2012-06-19 11:00 | 0.28679 | 0.3102 | 0.18693 | 0.09843 | 0.52119 | 0.52119 | 0.52119 | 0.52119 | 0.2344 | 0.21098 | 0.33426 | 0.42276
2012-06-19 12:00 | 0.2904 | 0.30686 | 0.18644 | 0.099889 | 0.52119 | 0.52119 | 0.52119 | 0.52119 | 0.23079 | 0.21433 | 0.33475 | 0.4213
2012-06-19 13:00 | 0.29021 | 0.30579 | 0.18369 | 0.099463 | 0.52119 | 0.52119 | 0.52119 | 0.52119 | 0.23098 | 0.2154 | 0.33749 | 0.42172
2012-06-19 14:00 | 0.28857 | 0.306 | 0.18749 | 0.099714 | 0.52119 | 0.52119 | 0.52119 | 0.52119 | 0.23262 | 0.21519 | 0.3337 | 0.42147
2012-06-19 15:00 | 0.28575 | 0.30115 | 0.18824 | 0.09862 | 0.52119 | 0.52119 | 0.52119 | 0.52119 | 0.23544 | 0.22004 | 0.33294 | 0.42257
2012-06-19 16:00 | 0.28536 | 0.29954 | 0.18961 | 0.098645 | 0.52119 | 0.52119 | 0.52119 | 0.52119 | 0.23583 | 0.22165 | 0.33158 | 0.42254
2012-06-19 17:00 | 0.28203 | 0.28431 | 0.19136 | 0.099884 | 0.52119 | 0.52119 | 0.52119 | 0.52119 | 0.23916 | 0.23687 | 0.32982 | 0.4213
2012-06-19 18:00 | 0.24917 | 0.24833 | 0.19449 | 0.096642 | 0.52119 | 0.52119 | 0.52119 | 0.52119 | 0.27202 | 0.27286 | 0.3267 | 0.42455
2012-06-19 19:00 | 0.22707 | 0.20198 | 0.19488 | 0.093593 | 0.52119 | 0.52119 | 0.52119 | 0.52119 | 0.29412 | 0.31921 | 0.32631 | 0.4276
2012-06-19 20:00 | 0.21304 | 0.18452 | 0.19399 | 0.095672 | 0.52119 | 0.52119 | 0.52119 | 0.52119 | 0.30815 | 0.33667 | 0.3272 | 0.42552
2012-06-19 21:00 | 0.20068 | 0.17538 | 0.19026 | 0.094776 | 0.52119 | 0.52119 | 0.52119 | 0.52119 | 0.32051 | 0.3458 | 0.33093 | 0.42641
2012-06-19 22:00 | 0.18871 | 0.13946 | 0.18938 | 0.091735 | 0.52119 | 0.52119 | 0.52119 | 0.52119 | 0.33248 | 0.38173 | 0.33181 | 0.42945
2012-06-19 23:00 | 0.1804 | 0.10893 | 0.183 | 0.08989 | 0.52119 | 0.52119 | 0.52119 | 0.52119 | 0.34079 | 0.41226 | 0.33819 | 0.4313
2012-06-20 | 0.17766 | 0.098496 | 0.17688 | 0.089087 | 0.52119 | 0.52119 | 0.52119 | 0.52119 | 0.34352 | 0.42269 | 0.34431 | 0.4321
2012-06-20 01:00 | 0.17822 | 0.10127 | 0.17715 | 0.08978 | 0.52119 | 0.52119 | 0.52119 | 0.52119 | 0.34297 | 0.41992 | 0.34404 | 0.43141
2012-06-20 02:00 | 0.17368 | 0.10352 | 0.18045 | 0.09025 | 0.52119 | 0.52119 | 0.52119 | 0.52119 | 0.34751 | 0.41767 | 0.34074 | 0.43094
2012-06-20 03:00 | 0.1844 | 0.11154 | 0.18566 | 0.091573 | 0.52119 | 0.52119 | 0.52119 | 0.52119 | 0.33679 | 0.40965 | 0.33553 | 0.42961
2012-06-20 04:00 | 0.20283 | 0.12588 | 0.18814 | 0.094147 | 0.52119 | 0.52119 | 0.52119 | 0.52119 | 0.31836 | 0.39531 | 0.33304 | 0.42704
2012-06-20 05:00 | 0.22726 | 0.14657 | 0.19114 | 0.096465 | 0.52119 | 0.52119 | 0.52119 | 0.52119 | 0.29393 | 0.37461 | 0.33004 | 0.42472
2012-06-20 06:00 | 0.26313 | 0.23117 | 0.19588 | 0.099386 | 0.52119 | 0.52119 | 0.52119 | 0.52119 | 0.25806 | 0.29002 | 0.32531 | 0.4218
2012-06-20 07:00 | 0.28901 | 0.29783 | 0.19539 | 0.10136 | 0.52119 | 0.52119 | 0.52119 | 0.52119 | 0.23218 | 0.22336 | 0.3258 | 0.41983
2012-06-20 08:00 | 0.29531 | 0.32125 | 0.19368 | 0.10025 | 0.52119 | 0.52119 | 0.52119 | 0.52119 | 0.22588 | 0.19993 | 0.32751 | 0.42094
2012-06-20 09:00 | 0.29345 | 0.31186 | 0.19262 | 0.0978 | 0.52119 | 0.52119 | 0.52119 | 0.52119 | 0.22774 | 0.20933 | 0.32857 | 0.42339
2012-06-20 10:00 | 0.29018 | 0.30848 | 0.18783 | 0.097585 | 0.52119 | 0.52119 | 0.52119 | 0.52119 | 0.23101 | 0.21271 | 0.33336 | 0.4236
2012-06-20 11:00 | 0.28781 | 0.31073 | 0.18827 | 0.097808 | 0.52119 | 0.52119 | 0.52119 | 0.52119 | 0.23338 | 0.21045 | 0.33292 | 0.42338
2012-06-20 12:00 | 0.29044 | 0.30746 | 0.18847 | 0.099601 | 0.52119 | 0.52119 | 0.52119 | 0.52119 | 0.23075 | 0.21373 | 0.33272 | 0.42159
2012-06-20 13:00 | 0.29037 | 0.30599 | 0.18611 | 0.099214 | 0.52119 | 0.52119 | 0.52119 | 0.52119 | 0.23082 | 0.2152 | 0.33508 | 0.42197
2012-06-20 14:00 | 0.28997 | 0.30525 | 0.18808 | 0.099196 | 0.52119 | 0.52119 | 0.52119 | 0.52119 | 0.23121 | 0.21594 | 0.33311 | 0.42199
2012-06-20 15:00 | 0.2873 | 0.30003 | 0.18828 | 0.096698 | 0.52119 | 0.52119 | 0.52119 | 0.52119 | 0.23389 | 0.22116 | 0.33291 | 0.42449
2012-06-20 16:00 | 0.28609 | 0.29864 | 0.19023 | 0.097169 | 0.52119 | 0.52119 | 0.52119 | 0.52119 | 0.2351 | 0.22255 | 0.33095 | 0.42402
2012-06-20 17:00 | 0.28178 | 0.28345 | 0.19119 | 0.097088 | 0.52119 | 0.52119 | 0.52119 | 0.52119 | 0.23941 | 0.23774 | 0.33 | 0.4241
2012-06-20 18:00 | 0.24894 | 0.24795 | 0.19249 | 0.095991 | 0.52119 | 0.52119 | 0.52119 | 0.52119 | 0.27224 | 0.27324 | 0.3287 | 0.4252
2012-06-20 19:00 | 0.22753 | 0.20206 | 0.19385 | 0.09223 | 0.52119 | 0.52119 | 0.52119 | 0.52119 | 0.29366 | 0.31913 | 0.32734 | 0.42896
2012-06-20 20:00 | 0.21313 | 0.18407 | 0.19287 | 0.095346 | 0.52119 | 0.52119 | 0.52119 | 0.52119 | 0.30806 | 0.33712 | 0.32832 | 0.42584
2012-06-20 21:00 | 0.20005 | 0.17532 | 0.18968 | 0.094676 | 0.52119 | 0.52119 | 0.52119 | 0.52119 | 0.32114 | 0.34586 | 0.33151 | 0.42651
2012-06-20 22:00 | 0.18813 | 0.13947 | 0.18887 | 0.091567 | 0.52119 | 0.52119 | 0.52119 | 0.52119 | 0.33306 | 0.38172 | 0.33231 | 0.42962
2012-06-20 23:00 | 0.18044 | 0.1092 | 0.18252 | 0.089759 | 0.52119 | 0.52119 | 0.52119 | 0.52119 | 0.34075 | 0.41199 | 0.33867 | 0.43143
2012-06-21 | 0.17747 | 0.098465 | 0.1765 | 0.088894 | 0.52119 | 0.52119 | 0.52119 | 0.52119 | 0.34372 | 0.42272 | 0.34469 | 0.43229
2012-06-21 01:00 | 0.17854 | 0.1007 | 0.17704 | 0.089581 | 0.52119 | 0.52119 | 0.52119 | 0.52119 | 0.34264 | 0.42049 | 0.34415 | 0.43161
2012-06-21 02:00 | 0.17207 | 0.10326 | 0.18054 | 0.090143 | 0.52119 | 0.52119 | 0.52119 | 0.52119 | 0.34912 | 0.41793 | 0.34065 | 0.43105
2012-06-21 03:00 | 0.18294 | 0.11135 | 0.18574 | 0.090959 | 0.52119 | 0.52119 | 0.52119 | 0.52119 | 0.33825 | 0.40983 | 0.33545 | 0.43023
2012-06-21 04:00 | 0.2013 | 0.12593 | 0.18799 | 0.093659 | 0.52119 | 0.52119 | 0.52119 | 0.52119 | 0.31989 | 0.39526 | 0.33319 | 0.42753
2012-06-21 05:00 | 0.22585 | 0.14639 | 0.19068 | 0.095973 | 0.52119 | 0.52119 | 0.52119 | 0.52119 | 0.29534 | 0.3748 | 0.33051 | 0.42522
2012-06-21 06:00 | 0.2616 | 0.23032 | 0.1949 | 0.099015 | 0.52119 | 0.52119 | 0.52119 | 0.52119 | 0.25959 | 0.29087 | 0.32628 | 0.42217
2012-06-21 07:00 | 0.28813 | 0.29531 | 0.19146 | 0.099465 | 0.52119 | 0.52119 | 0.52119 | 0.52119 | 0.23306 | 0.22588 | 0.32973 | 0.42172
2012-06-21 08:00 | 0.2953 | 0.31994 | 0.18772 | 0.097424 | 0.52119 | 0.52119 | 0.52119 | 0.52119 | 0.22589 | 0.20124 | 0.33347 | 0.42376
2012-06-21 09:00 | 0.29234 | 0.30943 | 0.18572 | 0.096914 | 0.52119 | 0.52119 | 0.52119 | 0.52119 | 0.22885 | 0.21176 | 0.33546 | 0.42427
2012-06-21 10:00 | 0.28902 | 0.30637 | 0.18096 | 0.097106 | 0.52119 | 0.52119 | 0.52119 | 0.52119 | 0.23216 | 0.21482 | 0.34023 | 0.42408
2012-06-21 11:00 | 0.28658 | 0.30891 | 0.1809 | 0.097469 | 0.52119 | 0.52119 | 0.52119 | 0.52119 | 0.23461 | 0.21227 | 0.34029 | 0.42372
2012-06-21 12:00 | 0.29039 | 0.30581 | 0.18194 | 0.099029 | 0.52119 | 0.52119 | 0.52119 | 0.52119 | 0.2308 | 0.21537 | 0.33925 | 0.42216
2012-06-21 13:00 | 0.28987 | 0.3043 | 0.18055 | 0.098801 | 0.52119 | 0.52119 | 0.52119 | 0.52119 | 0.23132 | 0.21689 | 0.34063 | 0.42239
2012-06-21 14:00 | 0.28897 | 0.30446 | 0.18478 | 0.098954 | 0.52119 | 0.52119 | 0.52119 | 0.52119 | 0.23222 | 0.21673 | 0.33641 | 0.42223
2012-06-21 15:00 | 0.28611 | 0.29917 | 0.18545 | 0.096498 | 0.52119 | 0.52119 | 0.52119 | 0.52119 | 0.23508 | 0.22202 | 0.33574 | 0.42469
2012-06-21 16:00 | 0.28574 | 0.29758 | 0.18805 | 0.096724 | 0.52119 | 0.52119 | 0.52119 | 0.52119 | 0.23545 | 0.22361 | 0.33314 | 0.42446
2012-06-21 17:00 | 0.28196 | 0.28294 | 0.18773 | 0.095753 | 0.52119 | 0.52119 | 0.52119 | 0.52119 | 0.23923 | 0.23825 | 0.33346 | 0.42543
2012-06-21 18:00 | 0.24889 | 0.24755 | 0.19167 | 0.095949 | 0.52119 | 0.52119 | 0.52119 | 0.52119 | 0.2723 | 0.27363 | 0.32952 | 0.42524
2012-06-21 19:00 | 0.22728 | 0.20095 | 0.19301 | 0.092211 | 0.52119 | 0.52119 | 0.52119 | 0.52119 | 0.29391 | 0.32024 | 0.32818 | 0.42898
2012-06-21 20:00 | 0.21301 | 0.18374 | 0.19216 | 0.094843 | 0.52119 | 0.52119 | 0.52119 | 0.52119 | 0.30817 | 0.33745 | 0.32903 | 0.42634
2012-06-21 21:00 | 0.20041 | 0.17511 | 0.18945 | 0.093979 | 0.52119 | 0.52119 | 0.52119 | 0.52119 | 0.32078 | 0.34608 | 0.33174 | 0.42721
2012-06-21 22:00 | 0.18827 | 0.13931 | 0.18819 | 0.090258 | 0.52119 | 0.52119 | 0.52119 | 0.52119 | 0.33292 | 0.38188 | 0.333 | 0.43093
2012-06-21 23:00 | 0.1805 | 0.10947 | 0.18143 | 0.088421 | 0.52119 | 0.52119 | 0.52119 | 0.52119 | 0.34069 | 0.41172 | 0.33976 | 0.43277
2012-06-22 | 0.17736 | 0.098403 | 0.17519 | 0.089044 | 0.52119 | 0.52119 | 0.52119 | 0.52119 | 0.34383 | 0.42279 | 0.346 | 0.43214
2012-06-22 01:00 | 0.17725 | 0.10079 | 0.17596 | 0.089719 | 0.52119 | 0.52119 | 0.52119 | 0.52119 | 0.34394 | 0.42039 | 0.34523 | 0.43147
2012-06-22 02:00 | 0.17168 | 0.10335 | 0.17888 | 0.089413 | 0.52119 | 0.52119 | 0.52119 | 0.52119 | 0.34951 | 0.41784 | 0.3423 | 0.43178
2012-06-22 03:00 | 0.18272 | 0.11139 | 0.1847 | 0.089904 | 0.52119 | 0.52119 | 0.52119 | 0.52119 | 0.33847 | 0.4098 | 0.33649 | 0.43128
2012-06-22 04:00 | 0.20118 | 0.12676 | 0.18652 | 0.092447 | 0.52119 | 0.52119 | 0.52119 | 0.52119 | 0.32001 | 0.39443 | 0.33467 | 0.42874
2012-06-22 05:00 | 0.22524 | 0.14686 | 0.18918 | 0.095418 | 0.52119 | 0.52119 | 0.52119 | 0.52119 | 0.29595 | 0.37433 | 0.332 | 0.42577
2012-06-22 06:00 | 0.25973 | 0.23035 | 0.1929 | 0.098758 | 0.52119 | 0.52119 | 0.52119 | 0.52119 | 0.26146 | 0.29084 | 0.32829 | 0.42243
2012-06-22 07:00 | 0.28732 | 0.29449 | 0.18892 | 0.097993 | 0.52119 | 0.52119 | 0.52119 | 0.52119 | 0.23387 | 0.2267 | 0.33227 | 0.42319
2012-06-22 08:00 | 0.29487 | 0.31962 | 0.18502 | 0.097773 | 0.52119 | 0.52119 | 0.52119 | 0.52119 | 0.22631 | 0.20157 | 0.33617 | 0.42341
2012-06-22 09:00 | 0.29277 | 0.30974 | 0.18288 | 0.096892 | 0.52119 | 0.52119 | 0.52119 | 0.52119 | 0.22842 | 0.21145 | 0.33831 | 0.4243
2012-06-22 10:00 | 0.28986 | 0.307 | 0.18116 | 0.096898 | 0.52119 | 0.52119 | 0.52119 | 0.52119 | 0.23133 | 0.21419 | 0.34003 | 0.42429
2012-06-22 11:00 | 0.2895 | 0.30926 | 0.18424 | 0.097598 | 0.52119 | 0.52119 | 0.52119 | 0.52119 | 0.23169 | 0.21193 | 0.33695 | 0.42359
2012-06-22 12:00 | 0.29084 | 0.30606 | 0.18575 | 0.099439 | 0.52119 | 0.52119 | 0.52119 | 0.52119 | 0.23035 | 0.21513 | 0.33544 | 0.42175
2012-06-22 13:00 | 0.29013 | 0.30521 | 0.18497 | 0.099122 | 0.52119 | 0.52119 | 0.52119 | 0.52119 | 0.23106 | 0.21598 | 0.33622 | 0.42207
2012-06-22 14:00 | 0.29055 | 0.30528 | 0.18819 | 0.09948 | 0.52119 | 0.52119 | 0.52119 | 0.52119 | 0.23064 | 0.21591 | 0.333 | 0.42171
2012-06-22 15:00 | 0.28782 | 0.30037 | 0.18852 | 0.097096 | 0.52119 | 0.52119 | 0.52119 | 0.52119 | 0.23336 | 0.22082 | 0.33267 | 0.42409
2012-06-22 16:00 | 0.28633 | 0.29896 | 0.19003 | 0.097392 | 0.52119 | 0.52119 | 0.52119 | 0.52119 | 0.23486 | 0.22223 | 0.33116 | 0.4238
2012-06-22 17:00 | 0.28223 | 0.28404 | 0.19142 | 0.099084 | 0.52119 | 0.52119 | 0.52119 | 0.52119 | 0.23895 | 0.23715 | 0.32977 | 0.4221
2012-06-22 18:00 | 0.24915 | 0.24805 | 0.19388 | 0.096371 | 0.52119 | 0.52119 | 0.52119 | 0.52119 | 0.27204 | 0.27313 | 0.32731 | 0.42482
2012-06-22 19:00 | 0.22744 | 0.20147 | 0.19425 | 0.092615 | 0.52119 | 0.52119 | 0.52119 | 0.52119 | 0.29374 | 0.31971 | 0.32694 | 0.42857
2012-06-22 20:00 | 0.21297 | 0.1843 | 0.19303 | 0.095782 | 0.52119 | 0.52119 | 0.52119 | 0.52119 | 0.30821 | 0.33689 | 0.32815 | 0.42541
2012-06-22 21:00 | 0.20058 | 0.17537 | 0.19052 | 0.09487 | 0.52119 | 0.52119 | 0.52119 | 0.52119 | 0.32061 | 0.34582 | 0.33066 | 0.42632
2012-06-22 22:00 | 0.18856 | 0.13952 | 0.18855 | 0.091771 | 0.52119 | 0.52119 | 0.52119 | 0.52119 | 0.33263 | 0.38167 | 0.33264 | 0.42942
2012-06-22 23:00 | 0.18002 | 0.10926 | 0.18165 | 0.089722 | 0.52119 | 0.52119 | 0.52119 | 0.52119 | 0.34117 | 0.41193 | 0.33953 | 0.43147
2012-06-23 | 0.17535 | 0.10711 | 0.17861 | 0.092366 | 0.52119 | 0.52119 | 0.52119 | 0.52119 | 0.34584 | 0.41407 | 0.34258 | 0.42882
2012-06-23 01:00 | 0.17306 | 0.10245 | 0.17579 | 0.088285 | 0.52119 | 0.52119 | 0.52119 | 0.52119 | 0.34813 | 0.41873 | 0.3454 | 0.4329
2012-06-23 02:00 | 0.17439 | 0.1014 | 0.1757 | 0.089132 | 0.52119 | 0.52119 | 0.52119 | 0.52119 | 0.34679 | 0.41979 | 0.34548 | 0.43206
2012-06-23 03:00 | 0.17506 | 0.10319 | 0.17607 | 0.089588 | 0.52119 | 0.52119 | 0.52119 | 0.52119 | 0.34613 | 0.418 | 0.34512 | 0.4316
2012-06-23 04:00 | 0.17587 | 0.10745 | 0.17796 | 0.089668 | 0.52119 | 0.52119 | 0.52119 | 0.52119 | 0.34532 | 0.41374 | 0.34323 | 0.43152
2012-06-23 05:00 | 0.17857 | 0.11157 | 0.18135 | 0.088439 | 0.52119 | 0.52119 | 0.52119 | 0.52119 | 0.34262 | 0.40961 | 0.33983 | 0.43275
2012-06-23 06:00 | 0.19528 | 0.12701 | 0.18367 | 0.093953 | 0.52119 | 0.52119 | 0.52119 | 0.52119 | 0.32591 | 0.39418 | 0.33752 | 0.42724
2012-06-23 07:00 | 0.20415 | 0.16045 | 0.18121 | 0.09361 | 0.52119 | 0.52119 | 0.52119 | 0.52119 | 0.31704 | 0.36074 | 0.33998 | 0.42758
2012-06-23 08:00 | 0.22515 | 0.20952 | 0.18407 | 0.09655 | 0.52119 | 0.52119 | 0.52119 | 0.52119 | 0.29603 | 0.31166 | 0.33712 | 0.42464
2012-06-23 09:00 | 0.23288 | 0.22531 | 0.18183 | 0.094813 | 0.52119 | 0.52119 | 0.52119 | 0.52119 | 0.2883 | 0.29588 | 0.33935 | 0.42638
2012-06-23 10:00 | 0.23537 | 0.22156 | 0.17872 | 0.095801 | 0.52119 | 0.52119 | 0.52119 | 0.52119 | 0.28582 | 0.29963 | 0.34247 | 0.42539
2012-06-23 11:00 | 0.23637 | 0.22366 | 0.17592 | 0.0965 | 0.52119 | 0.52119 | 0.52119 | 0.52119 | 0.28482 | 0.29752 | 0.34527 | 0.42469
2012-06-23 12:00 | 0.23665 | 0.22144 | 0.18067 | 0.096333 | 0.52119 | 0.52119 | 0.52119 | 0.52119 | 0.28454 | 0.29975 | 0.34052 | 0.42485
2012-06-23 13:00 | 0.23396 | 0.21163 | 0.1812 | 0.096076 | 0.52119 | 0.52119 | 0.52119 | 0.52119 | 0.28723 | 0.30956 | 0.33999 | 0.42511
2012-06-23 14:00 | 0.22663 | 0.20472 | 0.18477 | 0.095075 | 0.52119 | 0.52119 | 0.52119 | 0.52119 | 0.29456 | 0.31647 | 0.33642 | 0.42611
2012-06-23 15:00 | 0.22128 | 0.17813 | 0.18312 | 0.092577 | 0.52119 | 0.52119 | 0.52119 | 0.52119 | 0.29991 | 0.34306 | 0.33807 | 0.42861
2012-06-23 16:00 | 0.21662 | 0.16447 | 0.18516 | 0.091091 | 0.52119 | 0.52119 | 0.52119 | 0.52119 | 0.30457 | 0.35672 | 0.33603 | 0.4301
2012-06-23 17:00 | 0.21096 | 0.15635 | 0.18291 | 0.088316 | 0.52119 | 0.52119 | 0.52119 | 0.52119 | 0.31022 | 0.36483 | 0.33828 | 0.43287
2012-06-23 18:00 | 0.20734 | 0.1497 | 0.18463 | 0.085373 | 0.52119 | 0.52119 | 0.52119 | 0.52119 | 0.31384 | 0.37149 | 0.33656 | 0.43582
2012-06-23 19:00 | 0.19787 | 0.13929 | 0.18891 | 0.085565 | 0.52119 | 0.52119 | 0.52119 | 0.52119 | 0.32332 | 0.3819 | 0.33227 | 0.43562
2012-06-23 20:00 | 0.19702 | 0.13244 | 0.18732 | 0.085823 | 0.52119 | 0.52119 | 0.52119 | 0.52119 | 0.32417 | 0.38875 | 0.33387 | 0.43536
2012-06-23 21:00 | 0.19278 | 0.12873 | 0.18528 | 0.085759 | 0.52119 | 0.52119 | 0.52119 | 0.52119 | 0.32841 | 0.39246 | 0.33591 | 0.43543
2012-06-23 22:00 | 0.18908 | 0.12296 | 0.18482 | 0.086452 | 0.52119 | 0.52119 | 0.52119 | 0.52119 | 0.3321 | 0.39823 | 0.33637 | 0.43474
2012-06-23 23:00 | 0.1867 | 0.10999 | 0.18057 | 0.086575 | 0.52119 | 0.52119 | 0.52119 | 0.52119 | 0.33449 | 0.41119 | 0.34062 | 0.43461
2012-06-24 | 0.17618 | 0.10666 | 0.17668 | 0.090156 | 0.52119 | 0.52119 | 0.52119 | 0.52119 | 0.34501 | 0.41453 | 0.34451 | 0.43103
2012-06-24 01:00 | 0.17427 | 0.10211 | 0.16881 | 0.087421 | 0.52119 | 0.52119 | 0.52119 | 0.52119 | 0.34692 | 0.41908 | 0.35237 | 0.43377
2012-06-24 02:00 | 0.17648 | 0.10107 | 0.1687 | 0.087619 | 0.52119 | 0.52119 | 0.52119 | 0.52119 | 0.34471 | 0.42012 | 0.35249 | 0.43357
2012-06-24 03:00 | 0.17705 | 0.1033 | 0.16915 | 0.087671 | 0.52119 | 0.52119 | 0.52119 | 0.52119 | 0.34414 | 0.41789 | 0.35204 | 0.43352
2012-06-24 04:00 | 0.17769 | 0.10718 | 0.17097 | 0.087311 | 0.52119 | 0.52119 | 0.52119 | 0.52119 | 0.3435 | 0.41401 | 0.35022 | 0.43388
2012-06-24 05:00 | 0.17984 | 0.11068 | 0.17504 | 0.086103 | 0.52119 | 0.52119 | 0.52119 | 0.52119 | 0.34134 | 0.4105 | 0.34615 | 0.43509
2012-06-24 06:00 | 0.19572 | 0.12811 | 0.17679 | 0.091371 | 0.52119 | 0.52119 | 0.52119 | 0.52119 | 0.32547 | 0.39308 | 0.34439 | 0.42982
2012-06-24 07:00 | 0.20375 | 0.16034 | 0.17319 | 0.091129 | 0.52119 | 0.52119 | 0.52119 | 0.52119 | 0.31743 | 0.36085 | 0.34799 | 0.43006
2012-06-24 08:00 | 0.22366 | 0.20843 | 0.17423 | 0.093506 | 0.52119 | 0.52119 | 0.52119 | 0.52119 | 0.29753 | 0.31276 | 0.34696 | 0.42768
2012-06-24 09:00 | 0.23181 | 0.22264 | 0.1727 | 0.091926 | 0.52119 | 0.52119 | 0.52119 | 0.52119 | 0.28938 | 0.29854 | 0.34849 | 0.42926
2012-06-24 10:00 | 0.2349 | 0.21991 | 0.17381 | 0.093617 | 0.52119 | 0.52119 | 0.52119 | 0.52119 | 0.28629 | 0.30128 | 0.34738 | 0.42757
2012-06-24 11:00 | 0.2347 | 0.22353 | 0.17239 | 0.094813 | 0.52119 | 0.52119 | 0.52119 | 0.52119 | 0.28649 | 0.29766 | 0.3488 | 0.42638
2012-06-24 12:00 | 0.23128 | 0.22139 | 0.17754 | 0.093946 | 0.52119 | 0.52119 | 0.52119 | 0.52119 | 0.28991 | 0.2998 | 0.34364 | 0.42724
2012-06-24 13:00 | 0.22859 | 0.21119 | 0.17841 | 0.093043 | 0.52119 | 0.52119 | 0.52119 | 0.52119 | 0.2926 | 0.31 | 0.34277 | 0.42815
2012-06-24 14:00 | 0.22593 | 0.20436 | 0.1815 | 0.095224 | 0.52119 | 0.52119 | 0.52119 | 0.52119 | 0.29525 | 0.31683 | 0.33969 | 0.42596
2012-06-24 15:00 | 0.22305 | 0.17795 | 0.18022 | 0.089757 | 0.52119 | 0.52119 | 0.52119 | 0.52119 | 0.29814 | 0.34323 | 0.34097 | 0.43143
2012-06-24 16:00 | 0.21798 | 0.16379 | 0.18155 | 0.089808 | 0.52119 | 0.52119 | 0.52119 | 0.52119 | 0.30321 | 0.3574 | 0.33964 | 0.43138
2012-06-24 17:00 | 0.21227 | 0.15574 | 0.18214 | 0.088341 | 0.52119 | 0.52119 | 0.52119 | 0.52119 | 0.30891 | 0.36544 | 0.33905 | 0.43285
2012-06-24 18:00 | 0.20805 | 0.14893 | 0.18551 | 0.085326 | 0.52119 | 0.52119 | 0.52119 | 0.52119 | 0.31314 | 0.37226 | 0.33568 | 0.43586
2012-06-24 19:00 | 0.19775 | 0.13857 | 0.18937 | 0.08549 | 0.52119 | 0.52119 | 0.52119 | 0.52119 | 0.32344 | 0.38262 | 0.33182 | 0.4357
2012-06-24 20:00 | 0.19686 | 0.13231 | 0.18778 | 0.085768 | 0.52119 | 0.52119 | 0.52119 | 0.52119 | 0.32433 | 0.38888 | 0.3334 | 0.43542
2012-06-24 21:00 | 0.19345 | 0.12854 | 0.1862 | 0.086184 | 0.52119 | 0.52119 | 0.52119 | 0.52119 | 0.32773 | 0.39264 | 0.33499 | 0.435
2012-06-24 22:00 | 0.18988 | 0.12324 | 0.18578 | 0.086258 | 0.52119 | 0.52119 | 0.52119 | 0.52119 | 0.33131 | 0.39795 | 0.33541 | 0.43493
2012-06-24 23:00 | 0.18826 | 0.11024 | 0.18277 | 0.08635 | 0.52119 | 0.52119 | 0.52119 | 0.52119 | 0.33293 | 0.41095 | 0.33841 | 0.43484
2012-06-25 | 0.17764 | 0.098606 | 0.17498 | 0.089395 | 0.52119 | 0.52119 | 0.52119 | 0.52119 | 0.34354 | 0.42258 | 0.34621 | 0.43179
2012-06-25 01:00 | 0.17779 | 0.10133 | 0.17622 | 0.090186 | 0.52119 | 0.52119 | 0.52119 | 0.52119 | 0.3434 | 0.41986 | 0.34497 | 0.431
2012-06-25 02:00 | 0.17367 | 0.10352 | 0.17923 | 0.089658 | 0.52119 | 0.52119 | 0.52119 | 0.52119 | 0.34752 | 0.41767 | 0.34196 | 0.43153
2012-06-25 03:00 | 0.18487 | 0.11162 | 0.18526 | 0.090026 | 0.52119 | 0.52119 | 0.52119 | 0.52119 | 0.33631 | 0.40956 | 0.33593 | 0.43116
2012-06-25 04:00 | 0.20326 | 0.12678 | 0.18735 | 0.0937 | 0.52119 | 0.52119 | 0.52119 | 0.52119 | 0.31793 | 0.3944 | 0.33384 | 0.42749
2012-06-25 05:00 | 0.22703 | 0.14731 | 0.18982 | 0.096204 | 0.52119 | 0.52119 | 0.52119 | 0.52119 | 0.29416 | 0.37388 | 0.33137 | 0.42498
2012-06-25 06:00 | 0.26085 | 0.23113 | 0.19324 | 0.099193 | 0.52119 | 0.52119 | 0.52119 | 0.52119 | 0.26034 | 0.29006 | 0.32794 | 0.422
2012-06-25 07:00 | 0.28748 | 0.29503 | 0.18999 | 0.098484 | 0.52119 | 0.52119 | 0.52119 | 0.52119 | 0.2337 | 0.22616 | 0.3312 | 0.4227
2012-06-25 08:00 | 0.29801 | 0.32094 | 0.19015 | 0.098373 | 0.52119 | 0.52119 | 0.52119 | 0.52119 | 0.22317 | 0.20024 | 0.33104 | 0.42282
2012-06-25 09:00 | 0.29402 | 0.31063 | 0.18868 | 0.097614 | 0.52119 | 0.52119 | 0.52119 | 0.52119 | 0.22717 | 0.21055 | 0.3325 | 0.42357
2012-06-25 10:00 | 0.2923 | 0.30725 | 0.18456 | 0.097492 | 0.52119 | 0.52119 | 0.52119 | 0.52119 | 0.22889 | 0.21394 | 0.33663 | 0.4237
2012-06-25 11:00 | 0.28958 | 0.30971 | 0.18498 | 0.098037 | 0.52119 | 0.52119 | 0.52119 | 0.52119 | 0.23161 | 0.21148 | 0.33621 | 0.42315
2012-06-25 12:00 | 0.29143 | 0.3067 | 0.18579 | 0.099708 | 0.52119 | 0.52119 | 0.52119 | 0.52119 | 0.22976 | 0.21448 | 0.3354 | 0.42148
2012-06-25 13:00 | 0.2908 | 0.30504 | 0.18223 | 0.099115 | 0.52119 | 0.52119 | 0.52119 | 0.52119 | 0.23039 | 0.21615 | 0.33896 | 0.42207
2012-06-25 14:00 | 0.28954 | 0.30507 | 0.18464 | 0.098903 | 0.52119 | 0.52119 | 0.52119 | 0.52119 | 0.23165 | 0.21612 | 0.33655 | 0.42229
2012-06-25 15:00 | 0.28737 | 0.29973 | 0.18548 | 0.096448 | 0.52119 | 0.52119 | 0.52119 | 0.52119 | 0.23382 | 0.22146 | 0.3357 | 0.42474
2012-06-25 16:00 | 0.28639 | 0.2982 | 0.18868 | 0.09672 | 0.52119 | 0.52119 | 0.52119 | 0.52119 | 0.2348 | 0.22299 | 0.33251 | 0.42447
2012-06-25 17:00 | 0.2827 | 0.28299 | 0.18908 | 0.095687 | 0.52119 | 0.52119 | 0.52119 | 0.52119 | 0.23849 | 0.2382 | 0.33211 | 0.4255
2012-06-25 18:00 | 0.24954 | 0.24831 | 0.19172 | 0.095915 | 0.52119 | 0.52119 | 0.52119 | 0.52119 | 0.27164 | 0.27288 | 0.32947 | 0.42527
2012-06-25 19:00 | 0.2279 | 0.20242 | 0.1933 | 0.092176 | 0.52119 | 0.52119 | 0.52119 | 0.52119 | 0.29329 | 0.31877 | 0.32789 | 0.42901
2012-06-25 20:00 | 0.21325 | 0.18401 | 0.19204 | 0.094567 | 0.52119 | 0.52119 | 0.52119 | 0.52119 | 0.30794 | 0.33718 | 0.32915 | 0.42662
2012-06-25 21:00 | 0.20073 | 0.17519 | 0.18854 | 0.093689 | 0.52119 | 0.52119 | 0.52119 | 0.52119 | 0.32046 | 0.346 | 0.33265 | 0.4275
2012-06-25 22:00 | 0.18878 | 0.13937 | 0.1876 | 0.089768 | 0.52119 | 0.52119 | 0.52119 | 0.52119 | 0.33241 | 0.38182 | 0.33358 | 0.43142
2012-06-25 23:00 | 0.18044 | 0.10962 | 0.18094 | 0.088017 | 0.52119 | 0.52119 | 0.52119 | 0.52119 | 0.34075 | 0.41157 | 0.34025 | 0.43317
2012-06-26 | 0.17766 | 0.098649 | 0.17507 | 0.089417 | 0.52119 | 0.52119 | 0.52119 | 0.52119 | 0.34353 | 0.42254 | 0.34612 | 0.43177
2012-06-26 01:00 | 0.17841 | 0.10139 | 0.17554 | 0.090149 | 0.52119 | 0.52119 | 0.52119 | 0.52119 | 0.34277 | 0.4198 | 0.34565 | 0.43104
2012-06-26 02:00 | 0.17347 | 0.10352 | 0.17819 | 0.089249 | 0.52119 | 0.52119 | 0.52119 | 0.52119 | 0.34772 | 0.41766 | 0.343 | 0.43194
2012-06-26 03:00 | 0.18443 | 0.11158 | 0.18375 | 0.089904 | 0.52119 | 0.52119 | 0.52119 | 0.52119 | 0.33675 | 0.40961 | 0.33744 | 0.43128
2012-06-26 04:00 | 0.20317 | 0.12693 | 0.18539 | 0.092607 | 0.52119 | 0.52119 | 0.52119 | 0.52119 | 0.31802 | 0.39426 | 0.33579 | 0.42858
2012-06-26 05:00 | 0.22675 | 0.14708 | 0.18818 | 0.095874 | 0.52119 | 0.52119 | 0.52119 | 0.52119 | 0.29444 | 0.3741 | 0.33301 | 0.42531
2012-06-26 06:00 | 0.26131 | 0.23057 | 0.19156 | 0.099197 | 0.52119 | 0.52119 | 0.52119 | 0.52119 | 0.25987 | 0.29062 | 0.32963 | 0.42199
2012-06-26 07:00 | 0.2879 | 0.29516 | 0.18736 | 0.096928 | 0.52119 | 0.52119 | 0.52119 | 0.52119 | 0.23329 | 0.22603 | 0.33383 | 0.42426
2012-06-26 08:00 | 0.29885 | 0.32044 | 0.18272 | 0.098361 | 0.52119 | 0.52119 | 0.52119 | 0.52119 | 0.22234 | 0.20075 | 0.33847 | 0.42283
2012-06-26 09:00 | 0.29336 | 0.3098 | 0.18019 | 0.097238 | 0.52119 | 0.52119 | 0.52119 | 0.52119 | 0.22783 | 0.21139 | 0.341 | 0.42395
2012-06-26 10:00 | 0.29057 | 0.30634 | 0.1758 | 0.096822 | 0.52119 | 0.52119 | 0.52119 | 0.52119 | 0.23062 | 0.21485 | 0.34539 | 0.42437
2012-06-26 11:00 | 0.28771 | 0.30891 | 0.1752 | 0.097235 | 0.52119 | 0.52119 | 0.52119 | 0.52119 | 0.23348 | 0.21228 | 0.34598 | 0.42395
2012-06-26 12:00 | 0.29096 | 0.30605 | 0.17739 | 0.098799 | 0.52119 | 0.52119 | 0.52119 | 0.52119 | 0.23023 | 0.21514 | 0.34379 | 0.42239
2012-06-26 13:00 | 0.29047 | 0.30461 | 0.1775 | 0.098461 | 0.52119 | 0.52119 | 0.52119 | 0.52119 | 0.23072 | 0.21657 | 0.34368 | 0.42273
2012-06-26 14:00 | 0.29015 | 0.3048 | 0.18205 | 0.098699 | 0.52119 | 0.52119 | 0.52119 | 0.52119 | 0.23104 | 0.21639 | 0.33914 | 0.42249
2012-06-26 15:00 | 0.28741 | 0.29943 | 0.18211 | 0.096202 | 0.52119 | 0.52119 | 0.52119 | 0.52119 | 0.23378 | 0.22176 | 0.33908 | 0.42499
2012-06-26 16:00 | 0.28637 | 0.29797 | 0.18719 | 0.096477 | 0.52119 | 0.52119 | 0.52119 | 0.52119 | 0.23482 | 0.22322 | 0.33399 | 0.42471
2012-06-26 17:00 | 0.28268 | 0.28287 | 0.18562 | 0.095342 | 0.52119 | 0.52119 | 0.52119 | 0.52119 | 0.23851 | 0.23832 | 0.33557 | 0.42585
2012-06-26 18:00 | 0.24944 | 0.24735 | 0.18944 | 0.09592 | 0.52119 | 0.52119 | 0.52119 | 0.52119 | 0.27175 | 0.27384 | 0.33175 | 0.42527
2012-06-26 19:00 | 0.2278 | 0.20105 | 0.19198 | 0.092119 | 0.52119 | 0.52119 | 0.52119 | 0.52119 | 0.29338 | 0.32014 | 0.32921 | 0.42907
2012-06-26 20:00 | 0.21314 | 0.18349 | 0.1897 | 0.091353 | 0.52119 | 0.52119 | 0.52119 | 0.52119 | 0.30805 | 0.3377 | 0.33148 | 0.42984
2012-06-26 21:00 | 0.20043 | 0.17485 | 0.18742 | 0.090186 | 0.52119 | 0.52119 | 0.52119 | 0.52119 | 0.32076 | 0.34633 | 0.33376 | 0.431
2012-06-26 22:00 | 0.18863 | 0.13915 | 0.18651 | 0.087397 | 0.52119 | 0.52119 | 0.52119 | 0.52119 | 0.33256 | 0.38204 | 0.33468 | 0.43379
2012-06-26 23:00 | 0.18032 | 0.10929 | 0.17981 | 0.085926 | 0.52119 | 0.52119 | 0.52119 | 0.52119 | 0.34087 | 0.4119 | 0.34138 | 0.43526
2012-06-27 | 0.17761 | 0.098479 | 0.17273 | 0.088971 | 0.52119 | 0.52119 | 0.52119 | 0.52119 | 0.34358 | 0.42271 | 0.34846 | 0.43222
2012-06-27 01:00 | 0.17825 | 0.10094 | 0.17248 | 0.089584 | 0.52119 | 0.52119 | 0.52119 | 0.52119 | 0.34294 | 0.42025 | 0.34871 | 0.4316
2012-06-27 02:00 | 0.17223 | 0.10334 | 0.17613 | 0.088061 | 0.52119 | 0.52119 | 0.52119 | 0.52119 | 0.34895 | 0.41785 | 0.34506 | 0.43313
2012-06-27 03:00 | 0.18307 | 0.11137 | 0.18184 | 0.089812 | 0.52119 | 0.52119 | 0.52119 | 0.52119 | 0.33812 | 0.40982 | 0.33935 | 0.43138
2012-06-27 04:00 | 0.20162 | 0.12639 | 0.18192 | 0.091988 | 0.52119 | 0.52119 | 0.52119 | 0.52119 | 0.31956 | 0.3948 | 0.33927 | 0.4292
2012-06-27 05:00 | 0.22614 | 0.14632 | 0.18534 | 0.095371 | 0.52119 | 0.52119 | 0.52119 | 0.52119 | 0.29505 | 0.37487 | 0.33585 | 0.42582
2012-06-27 06:00 | 0.26266 | 0.23017 | 0.18801 | 0.098969 | 0.52119 | 0.52119 | 0.52119 | 0.52119 | 0.25853 | 0.29101 | 0.33318 | 0.42222
2012-06-27 07:00 | 0.28941 | 0.29582 | 0.18184 | 0.096891 | 0.52119 | 0.52119 | 0.52119 | 0.52119 | 0.23178 | 0.22537 | 0.33935 | 0.4243
2012-06-27 08:00 | 0.29665 | 0.32024 | 0.17966 | 0.098659 | 0.52119 | 0.52119 | 0.52119 | 0.52119 | 0.22454 | 0.20095 | 0.34153 | 0.42253
2012-06-27 09:00 | 0.29346 | 0.3099 | 0.18068 | 0.097036 | 0.52119 | 0.52119 | 0.52119 | 0.52119 | 0.22773 | 0.21129 | 0.34051 | 0.42415
2012-06-27 10:00 | 0.29012 | 0.30659 | 0.17609 | 0.09676 | 0.52119 | 0.52119 | 0.52119 | 0.52119 | 0.23106 | 0.2146 | 0.3451 | 0.42443
2012-06-27 11:00 | 0.28779 | 0.30887 | 0.17721 | 0.097242 | 0.52119 | 0.52119 | 0.52119 | 0.52119 | 0.23339 | 0.21232 | 0.34397 | 0.42395
2012-06-27 12:00 | 0.29053 | 0.30571 | 0.17831 | 0.098741 | 0.52119 | 0.52119 | 0.52119 | 0.52119 | 0.23066 | 0.21548 | 0.34287 | 0.42245
2012-06-27 13:00 | 0.29004 | 0.30424 | 0.17761 | 0.098394 | 0.52119 | 0.52119 | 0.52119 | 0.52119 | 0.23115 | 0.21695 | 0.34358 | 0.42279
2012-06-27 14:00 | 0.28959 | 0.30451 | 0.18187 | 0.098669 | 0.52119 | 0.52119 | 0.52119 | 0.52119 | 0.2316 | 0.21668 | 0.33931 | 0.42252
2012-06-27 15:00 | 0.2871 | 0.29948 | 0.18321 | 0.096267 | 0.52119 | 0.52119 | 0.52119 | 0.52119 | 0.23409 | 0.22171 | 0.33798 | 0.42492
2012-06-27 16:00 | 0.28569 | 0.29781 | 0.18656 | 0.096477 | 0.52119 | 0.52119 | 0.52119 | 0.52119 | 0.2355 | 0.22338 | 0.33463 | 0.42471
2012-06-27 17:00 | 0.2825 | 0.28332 | 0.18845 | 0.095975 | 0.52119 | 0.52119 | 0.52119 | 0.52119 | 0.23869 | 0.23786 | 0.33274 | 0.42521
2012-06-27 18:00 | 0.24941 | 0.24674 | 0.19175 | 0.095994 | 0.52119 | 0.52119 | 0.52119 | 0.52119 | 0.27178 | 0.27445 | 0.32944 | 0.42519
2012-06-27 19:00 | 0.2277 | 0.20052 | 0.19319 | 0.092293 | 0.52119 | 0.52119 | 0.52119 | 0.52119 | 0.29349 | 0.32067 | 0.328 | 0.4289
2012-06-27 20:00 | 0.21299 | 0.18368 | 0.19146 | 0.094316 | 0.52119 | 0.52119 | 0.52119 | 0.52119 | 0.3082 | 0.33751 | 0.32973 | 0.42687
2012-06-27 21:00 | 0.20017 | 0.17507 | 0.18971 | 0.093546 | 0.52119 | 0.52119 | 0.52119 | 0.52119 | 0.32102 | 0.34611 | 0.33148 | 0.42764
2012-06-27 22:00 | 0.18821 | 0.13936 | 0.18757 | 0.089554 | 0.52119 | 0.52119 | 0.52119 | 0.52119 | 0.33298 | 0.38183 | 0.33362 | 0.43163
2012-06-27 23:00 | 0.18009 | 0.10942 | 0.1808 | 0.087192 | 0.52119 | 0.52119 | 0.52119 | 0.52119 | 0.3411 | 0.41176 | 0.34039 | 0.434
2012-06-28 | 0.17723 | 0.09843 | 0.17441 | 0.089035 | 0.52119 | 0.52119 | 0.52119 | 0.52119 | 0.34396 | 0.42276 | 0.34677 | 0.43215
2012-06-28 01:00 | 0.17781 | 0.10062 | 0.17548 | 0.089729 | 0.52119 | 0.52119 | 0.52119 | 0.52119 | 0.34338 | 0.42057 | 0.3457 | 0.43146
2012-06-28 02:00 | 0.17176 | 0.10329 | 0.17794 | 0.088963 | 0.52119 | 0.52119 | 0.52119 | 0.52119 | 0.34943 | 0.4179 | 0.34325 | 0.43223
2012-06-28 03:00 | 0.1827 | 0.11132 | 0.18371 | 0.089912 | 0.52119 | 0.52119 | 0.52119 | 0.52119 | 0.33849 | 0.40987 | 0.33747 | 0.43128
2012-06-28 04:00 | 0.20134 | 0.12652 | 0.18468 | 0.092029 | 0.52119 | 0.52119 | 0.52119 | 0.52119 | 0.31985 | 0.39467 | 0.33651 | 0.42916
2012-06-28 05:00 | 0.22577 | 0.1464 | 0.18767 | 0.095475 | 0.52119 | 0.52119 | 0.52119 | 0.52119 | 0.29541 | 0.37479 | 0.33352 | 0.42571
2012-06-28 06:00 | 0.26129 | 0.22975 | 0.19247 | 0.098925 | 0.52119 | 0.52119 | 0.52119 | 0.52119 | 0.2599 | 0.29143 | 0.32872 | 0.42226
2012-06-28 07:00 | 0.28769 | 0.29455 | 0.18819 | 0.097489 | 0.52119 | 0.52119 | 0.52119 | 0.52119 | 0.2335 | 0.22664 | 0.333 | 0.4237
2012-06-28 08:00 | 0.29775 | 0.31967 | 0.18608 | 0.09787 | 0.52119 | 0.52119 | 0.52119 | 0.52119 | 0.22343 | 0.20152 | 0.3351 | 0.42332
2012-06-28 09:00 | 0.29379 | 0.30994 | 0.18419 | 0.09715 | 0.52119 | 0.52119 | 0.52119 | 0.52119 | 0.2274 | 0.21125 | 0.337 | 0.42404
2012-06-28 10:00 | 0.29157 | 0.30677 | 0.1802 | 0.09706 | 0.52119 | 0.52119 | 0.52119 | 0.52119 | 0.22962 | 0.21442 | 0.34099 | 0.42413
2012-06-28 11:00 | 0.28975 | 0.30882 | 0.18091 | 0.097781 | 0.52119 | 0.52119 | 0.52119 | 0.52119 | 0.23144 | 0.21237 | 0.34028 | 0.42341
2012-06-28 12:00 | 0.29054 | 0.30564 | 0.18247 | 0.099349 | 0.52119 | 0.52119 | 0.52119 | 0.52119 | 0.23064 | 0.21555 | 0.33872 | 0.42184
2012-06-28 13:00 | 0.28954 | 0.30428 | 0.18084 | 0.098798 | 0.52119 | 0.52119 | 0.52119 | 0.52119 | 0.23164 | 0.2169 | 0.34035 | 0.42239
2012-06-28 14:00 | 0.28974 | 0.30453 | 0.18645 | 0.099273 | 0.52119 | 0.52119 | 0.52119 | 0.52119 | 0.23145 | 0.21666 | 0.33474 | 0.42191
2012-06-28 15:00 | 0.287 | 0.29921 | 0.18685 | 0.096753 | 0.52119 | 0.52119 | 0.52119 | 0.52119 | 0.23419 | 0.22198 | 0.33434 | 0.42444
2012-06-28 16:00 | 0.28607 | 0.29785 | 0.18934 | 0.096944 | 0.52119 | 0.52119 | 0.52119 | 0.52119 | 0.23512 | 0.22333 | 0.33185 | 0.42424
2012-06-28 17:00 | 0.28216 | 0.28308 | 0.18865 | 0.09584 | 0.52119 | 0.52119 | 0.52119 | 0.52119 | 0.23903 | 0.23811 | 0.33254 | 0.42535
2012-06-28 18:00 | 0.24906 | 0.24783 | 0.19249 | 0.09604 | 0.52119 | 0.52119 | 0.52119 | 0.52119 | 0.27213 | 0.27336 | 0.32869 | 0.42515
2012-06-28 19:00 | 0.22752 | 0.20126 | 0.1934 | 0.092259 | 0.52119 | 0.52119 | 0.52119 | 0.52119 | 0.29366 | 0.31992 | 0.32779 | 0.42893
2012-06-28 20:00 | 0.21306 | 0.1837 | 0.1916 | 0.094399 | 0.52119 | 0.52119 | 0.52119 | 0.52119 | 0.30813 | 0.33749 | 0.32959 | 0.42679
2012-06-28 21:00 | 0.20064 | 0.17504 | 0.18863 | 0.092921 | 0.52119 | 0.52119 | 0.52119 | 0.52119 | 0.32055 | 0.34615 | 0.33256 | 0.42827
2012-06-28 22:00 | 0.18867 | 0.13933 | 0.1871 | 0.08885 | 0.52119 | 0.52119 | 0.52119 | 0.52119 | 0.33252 | 0.38186 | 0.33409 | 0.43234
2012-06-28 23:00 | 0.18027 | 0.10944 | 0.18059 | 0.086688 | 0.52119 | 0.52119 | 0.52119 | 0.52119 | 0.34092 | 0.41175 | 0.34059 | 0.4345
2012-06-29 | 0.17738 | 0.098471 | 0.1736 | 0.089298 | 0.52119 | 0.52119 | 0.52119 | 0.52119 | 0.34381 | 0.42272 | 0.34759 | 0.43189
2012-06-29 01:00 | 0.17891 | 0.10058 | 0.17483 | 0.089712 | 0.52119 | 0.52119 | 0.52119 | 0.52119 | 0.34228 | 0.42061 | 0.34635 | 0.43148
2012-06-29 02:00 | 0.17313 | 0.10314 | 0.17835 | 0.08888 | 0.52119 | 0.52119 | 0.52119 | 0.52119 | 0.34806 | 0.41805 | 0.34284 | 0.43231
2012-06-29 03:00 | 0.18385 | 0.11121 | 0.18359 | 0.089837 | 0.52119 | 0.52119 | 0.52119 | 0.52119 | 0.33733 | 0.40998 | 0.3376 | 0.43135
2012-06-29 04:00 | 0.20232 | 0.1265 | 0.18511 | 0.092181 | 0.52119 | 0.52119 | 0.52119 | 0.52119 | 0.31887 | 0.39469 | 0.33608 | 0.42901
2012-06-29 05:00 | 0.227 | 0.14655 | 0.18827 | 0.095562 | 0.52119 | 0.52119 | 0.52119 | 0.52119 | 0.29419 | 0.37464 | 0.33291 | 0.42563
2012-06-29 06:00 | 0.26414 | 0.22981 | 0.19315 | 0.098905 | 0.52119 | 0.52119 | 0.52119 | 0.52119 | 0.25705 | 0.29138 | 0.32804 | 0.42228
2012-06-29 07:00 | 0.29016 | 0.29588 | 0.1899 | 0.098264 | 0.52119 | 0.52119 | 0.52119 | 0.52119 | 0.23103 | 0.22531 | 0.33129 | 0.42292
2012-06-29 08:00 | 0.2987 | 0.31955 | 0.18752 | 0.097414 | 0.52119 | 0.52119 | 0.52119 | 0.52119 | 0.22249 | 0.20164 | 0.33367 | 0.42377
2012-06-29 09:00 | 0.29355 | 0.30957 | 0.18833 | 0.097093 | 0.52119 | 0.52119 | 0.52119 | 0.52119 | 0.22764 | 0.21162 | 0.33286 | 0.4241
2012-06-29 10:00 | 0.29016 | 0.30677 | 0.18489 | 0.097342 | 0.52119 | 0.52119 | 0.52119 | 0.52119 | 0.23103 | 0.21442 | 0.3363 | 0.42385
2012-06-29 11:00 | 0.28804 | 0.30942 | 0.18572 | 0.097778 | 0.52119 | 0.52119 | 0.52119 | 0.52119 | 0.23315 | 0.21177 | 0.33547 | 0.42341
2012-06-29 12:00 | 0.29119 | 0.30614 | 0.18614 | 0.099414 | 0.52119 | 0.52119 | 0.52119 | 0.52119 | 0.23 | 0.21505 | 0.33505 | 0.42177
2012-06-29 13:00 | 0.29052 | 0.30471 | 0.18347 | 0.099085 | 0.52119 | 0.52119 | 0.52119 | 0.52119 | 0.23067 | 0.21648 | 0.33772 | 0.4221
2012-06-29 14:00 | 0.28977 | 0.30475 | 0.18711 | 0.099351 | 0.52119 | 0.52119 | 0.52119 | 0.52119 | 0.23142 | 0.21644 | 0.33408 | 0.42184
2012-06-29 15:00 | 0.28693 | 0.29961 | 0.18774 | 0.097028 | 0.52119 | 0.52119 | 0.52119 | 0.52119 | 0.23426 | 0.22157 | 0.33345 | 0.42416
2012-06-29 16:00 | 0.28641 | 0.29823 | 0.18916 | 0.097316 | 0.52119 | 0.52119 | 0.52119 | 0.52119 | 0.23477 | 0.22296 | 0.33203 | 0.42387
2012-06-29 17:00 | 0.28234 | 0.28394 | 0.19028 | 0.09818 | 0.52119 | 0.52119 | 0.52119 | 0.52119 | 0.23885 | 0.23725 | 0.33091 | 0.42301
2012-06-29 18:00 | 0.24909 | 0.24758 | 0.19339 | 0.096273 | 0.52119 | 0.52119 | 0.52119 | 0.52119 | 0.27209 | 0.27361 | 0.3278 | 0.42492
2012-06-29 19:00 | 0.22746 | 0.20081 | 0.19407 | 0.092379 | 0.52119 | 0.52119 | 0.52119 | 0.52119 | 0.29372 | 0.32038 | 0.32711 | 0.42881
2012-06-29 20:00 | 0.21296 | 0.18445 | 0.19319 | 0.095782 | 0.52119 | 0.52119 | 0.52119 | 0.52119 | 0.30822 | 0.33673 | 0.32799 | 0.42541
2012-06-29 21:00 | 0.20033 | 0.17545 | 0.19081 | 0.094817 | 0.52119 | 0.52119 | 0.52119 | 0.52119 | 0.32086 | 0.34574 | 0.33038 | 0.42637
2012-06-29 22:00 | 0.18817 | 0.13972 | 0.18865 | 0.091522 | 0.52119 | 0.52119 | 0.52119 | 0.52119 | 0.33302 | 0.38147 | 0.33253 | 0.42967
2012-06-29 23:00 | 0.18045 | 0.10973 | 0.18152 | 0.089072 | 0.52119 | 0.52119 | 0.52119 | 0.52119 | 0.34074 | 0.41146 | 0.33967 | 0.43212
2012-06-30 | 0.17553 | 0.10697 | 0.1794 | 0.091679 | 0.52119 | 0.52119 | 0.52119 | 0.52119 | 0.34566 | 0.41422 | 0.34179 | 0.42951
2012-06-30 01:00 | 0.17358 | 0.10237 | 0.1765 | 0.088068 | 0.52119 | 0.52119 | 0.52119 | 0.52119 | 0.34761 | 0.41882 | 0.34468 | 0.43312
2012-06-30 02:00 | 0.17475 | 0.10146 | 0.1765 | 0.088714 | 0.52119 | 0.52119 | 0.52119 | 0.52119 | 0.34644 | 0.41972 | 0.34469 | 0.43247
2012-06-30 03:00 | 0.17528 | 0.10278 | 0.17664 | 0.089023 | 0.52119 | 0.52119 | 0.52119 | 0.52119 | 0.34591 | 0.41841 | 0.34454 | 0.43217
2012-06-30 04:00 | 0.17547 | 0.10676 | 0.17631 | 0.089116 | 0.52119 | 0.52119 | 0.52119 | 0.52119 | 0.34572 | 0.41443 | 0.34488 | 0.43207
2012-06-30 05:00 | 0.17789 | 0.11116 | 0.17998 | 0.087803 | 0.52119 | 0.52119 | 0.52119 | 0.52119 | 0.3433 | 0.41003 | 0.34121 | 0.43339
2012-06-30 06:00 | 0.1938 | 0.12751 | 0.18012 | 0.093063 | 0.52119 | 0.52119 | 0.52119 | 0.52119 | 0.32739 | 0.39367 | 0.34107 | 0.42812
2012-06-30 07:00 | 0.20232 | 0.15794 | 0.17645 | 0.092253 | 0.52119 | 0.52119 | 0.52119 | 0.52119 | 0.31887 | 0.36325 | 0.34474 | 0.42894
2012-06-30 08:00 | 0.22239 | 0.20722 | 0.17684 | 0.094268 | 0.52119 | 0.52119 | 0.52119 | 0.52119 | 0.2988 | 0.31397 | 0.34435 | 0.42692
2012-06-30 09:00 | 0.22818 | 0.21927 | 0.17538 | 0.092082 | 0.52119 | 0.52119 | 0.52119 | 0.52119 | 0.293 | 0.30192 | 0.34581 | 0.42911
2012-06-30 10:00 | 0.23382 | 0.21691 | 0.17577 | 0.093377 | 0.52119 | 0.52119 | 0.52119 | 0.52119 | 0.28737 | 0.30428 | 0.34542 | 0.42781
2012-06-30 11:00 | 0.23396 | 0.2222 | 0.17215 | 0.094228 | 0.52119 | 0.52119 | 0.52119 | 0.52119 | 0.28723 | 0.29899 | 0.34904 | 0.42696
2012-06-30 12:00 | 0.23121 | 0.22011 | 0.17807 | 0.093259 | 0.52119 | 0.52119 | 0.52119 | 0.52119 | 0.28998 | 0.30108 | 0.34311 | 0.42793
2012-06-30 13:00 | 0.22684 | 0.20987 | 0.17934 | 0.0935 | 0.52119 | 0.52119 | 0.52119 | 0.52119 | 0.29435 | 0.31131 | 0.34185 | 0.42769
2012-06-30 14:00 | 0.22562 | 0.20325 | 0.18101 | 0.094975 | 0.52119 | 0.52119 | 0.52119 | 0.52119 | 0.29556 | 0.31794 | 0.34018 | 0.42621
2012-06-30 15:00 | 0.21993 | 0.17685 | 0.1804 | 0.089886 | 0.52119 | 0.52119 | 0.52119 | 0.52119 | 0.30125 | 0.34433 | 0.34079 | 0.4313
2012-06-30 16:00 | 0.21466 | 0.16245 | 0.18163 | 0.090058 | 0.52119 | 0.52119 | 0.52119 | 0.52119 | 0.30653 | 0.35874 | 0.33956 | 0.43113
2012-06-30 17:00 | 0.20997 | 0.15529 | 0.18193 | 0.088421 | 0.52119 | 0.52119 | 0.52119 | 0.52119 | 0.31122 | 0.3659 | 0.33926 | 0.43277
2012-06-30 18:00 | 0.20679 | 0.14956 | 0.18627 | 0.085371 | 0.52119 | 0.52119 | 0.52119 | 0.52119 | 0.3144 | 0.37163 | 0.33491 | 0.43582
2012-06-30 19:00 | 0.19541 | 0.13913 | 0.18727 | 0.085576 | 0.52119 | 0.52119 | 0.52119 | 0.52119 | 0.32578 | 0.38205 | 0.33392 | 0.43561
2012-06-30 20:00 | 0.19361 | 0.13239 | 0.18791 | 0.085893 | 0.52119 | 0.52119 | 0.52119 | 0.52119 | 0.32758 | 0.3888 | 0.33328 | 0.4353
2012-06-30 21:00 | 0.19143 | 0.12928 | 0.18617 | 0.086883 | 0.52119 | 0.52119 | 0.52119 | 0.52119 | 0.32976 | 0.39191 | 0.33502 | 0.43431
2012-06-30 22:00 | 0.18799 | 0.12289 | 0.18577 | 0.086371 | 0.52119 | 0.52119 | 0.52119 | 0.52119 | 0.3332 | 0.3983 | 0.33542 | 0.43482
2012-06-30 23:00 | 0.18536 | 0.10985 | 0.18286 | 0.086017 | 0.52119 | 0.52119 | 0.52119 | 0.52119 | 0.33582 | 0.41134 | 0.33833 | 0.43517
2012-07-01 | 0.17505 | 0.10711 | 0.17869 | 0.089177 | 0.52119 | 0.52119 | 0.52119 | 0.52119 | 0.34614 | 0.41408 | 0.3425 | 0.43201
2012-07-01 01:00 | 0.17293 | 0.10256 | 0.17589 | 0.085407 | 0.52119 | 0.52119 | 0.52119 | 0.52119 | 0.34826 | 0.41863 | 0.34529 | 0.43578
2012-07-01 02:00 | 0.17404 | 0.10191 | 0.17632 | 0.086016 | 0.52119 | 0.52119 | 0.52119 | 0.52119 | 0.34715 | 0.41927 | 0.34487 | 0.43517
2012-07-01 03:00 | 0.17454 | 0.10323 | 0.17655 | 0.086462 | 0.52119 | 0.52119 | 0.52119 | 0.52119 | 0.34665 | 0.41795 | 0.34464 | 0.43473
2012-07-01 04:00 | 0.17475 | 0.10762 | 0.17551 | 0.086368 | 0.52119 | 0.52119 | 0.52119 | 0.52119 | 0.34644 | 0.41356 | 0.34568 | 0.43482
2012-07-01 05:00 | 0.17716 | 0.11138 | 0.17919 | 0.08538 | 0.52119 | 0.52119 | 0.52119 | 0.52119 | 0.34403 | 0.40981 | 0.342 | 0.43581
2012-07-01 06:00 | 0.19427 | 0.12693 | 0.18147 | 0.090803 | 0.52119 | 0.52119 | 0.52119 | 0.52119 | 0.32692 | 0.39425 | 0.33972 | 0.43038
2012-07-01 07:00 | 0.20192 | 0.15887 | 0.18041 | 0.090578 | 0.52119 | 0.52119 | 0.52119 | 0.52119 | 0.31927 | 0.36232 | 0.34078 | 0.43061
2012-07-01 08:00 | 0.22274 | 0.20927 | 0.18272 | 0.093438 | 0.52119 | 0.52119 | 0.52119 | 0.52119 | 0.29845 | 0.31192 | 0.33847 | 0.42775
2012-07-01 09:00 | 0.22891 | 0.22086 | 0.18128 | 0.091845 | 0.52119 | 0.52119 | 0.52119 | 0.52119 | 0.29227 | 0.30033 | 0.33991 | 0.42934
2012-07-01 10:00 | 0.23526 | 0.2185 | 0.17818 | 0.09313 | 0.52119 | 0.52119 | 0.52119 | 0.52119 | 0.28593 | 0.30269 | 0.34301 | 0.42806
2012-07-01 11:00 | 0.23642 | 0.22415 | 0.17729 | 0.094323 | 0.52119 | 0.52119 | 0.52119 | 0.52119 | 0.28477 | 0.29704 | 0.3439 | 0.42686
2012-07-01 12:00 | 0.23333 | 0.22277 | 0.18486 | 0.093546 | 0.52119 | 0.52119 | 0.52119 | 0.52119 | 0.28786 | 0.29842 | 0.33633 | 0.42764
2012-07-01 13:00 | 0.22964 | 0.2119 | 0.18362 | 0.093048 | 0.52119 | 0.52119 | 0.52119 | 0.52119 | 0.29155 | 0.30929 | 0.33757 | 0.42814
2012-07-01 14:00 | 0.22709 | 0.20511 | 0.18683 | 0.09213 | 0.52119 | 0.52119 | 0.52119 | 0.52119 | 0.2941 | 0.31608 | 0.33436 | 0.42906
2012-07-01 15:00 | 0.22152 | 0.17853 | 0.1855 | 0.092301 | 0.52119 | 0.52119 | 0.52119 | 0.52119 | 0.29967 | 0.34266 | 0.33569 | 0.42889
2012-07-01 16:00 | 0.21719 | 0.16424 | 0.18613 | 0.089194 | 0.52119 | 0.52119 | 0.52119 | 0.52119 | 0.304 | 0.35695 | 0.33506 | 0.43199
2012-07-01 17:00 | 0.21174 | 0.15657 | 0.1876 | 0.085449 | 0.52119 | 0.52119 | 0.52119 | 0.52119 | 0.30945 | 0.36462 | 0.33358 | 0.43574
2012-07-01 18:00 | 0.20816 | 0.14989 | 0.18821 | 0.082442 | 0.52119 | 0.52119 | 0.52119 | 0.52119 | 0.31303 | 0.3713 | 0.33298 | 0.43875
2012-07-01 19:00 | 0.19682 | 0.13931 | 0.18719 | 0.082607 | 0.52119 | 0.52119 | 0.52119 | 0.52119 | 0.32437 | 0.38188 | 0.334 | 0.43858
2012-07-01 20:00 | 0.19526 | 0.13274 | 0.18707 | 0.082858 | 0.52119 | 0.52119 | 0.52119 | 0.52119 | 0.32593 | 0.38845 | 0.33412 | 0.43833
2012-07-01 21:00 | 0.19207 | 0.12905 | 0.18662 | 0.085211 | 0.52119 | 0.52119 | 0.52119 | 0.52119 | 0.32912 | 0.39214 | 0.33457 | 0.43598
2012-07-01 22:00 | 0.18807 | 0.12298 | 0.18576 | 0.083543 | 0.52119 | 0.52119 | 0.52119 | 0.52119 | 0.33312 | 0.3982 | 0.33542 | 0.43765
2012-07-01 23:00 | 0.18539 | 0.11027 | 0.18329 | 0.08343 | 0.52119 | 0.52119 | 0.52119 | 0.52119 | 0.3358 | 0.41092 | 0.3379 | 0.43776
2012-07-02 | 0.17737 | 0.098452 | 0.17521 | 0.086514 | 0.52119 | 0.52119 | 0.52119 | 0.52119 | 0.34382 | 0.42274 | 0.34598 | 0.43467
2012-07-02 01:00 | 0.17784 | 0.10073 | 0.176 | 0.087127 | 0.52119 | 0.52119 | 0.52119 | 0.52119 | 0.34335 | 0.42046 | 0.34519 | 0.43406
2012-07-02 02:00 | 0.17154 | 0.10326 | 0.17896 | 0.087498 | 0.52119 | 0.52119 | 0.52119 | 0.52119 | 0.34965 | 0.41793 | 0.34223 | 0.43369
2012-07-02 03:00 | 0.1827 | 0.11127 | 0.18457 | 0.088181 | 0.52119 | 0.52119 | 0.52119 | 0.52119 | 0.33849 | 0.40992 | 0.33662 | 0.43301
2012-07-02 04:00 | 0.20119 | 0.12616 | 0.18678 | 0.090852 | 0.52119 | 0.52119 | 0.52119 | 0.52119 | 0.32 | 0.39503 | 0.33441 | 0.43034
2012-07-02 05:00 | 0.22565 | 0.14612 | 0.18924 | 0.093504 | 0.52119 | 0.52119 | 0.52119 | 0.52119 | 0.29554 | 0.37507 | 0.33195 | 0.42768
2012-07-02 06:00 | 0.25837 | 0.2299 | 0.19343 | 0.096782 | 0.52119 | 0.52119 | 0.52119 | 0.52119 | 0.26282 | 0.29129 | 0.32776 | 0.42441
2012-07-02 07:00 | 0.28485 | 0.29349 | 0.19287 | 0.099748 | 0.52119 | 0.52119 | 0.52119 | 0.52119 | 0.23634 | 0.2277 | 0.32832 | 0.42144
2012-07-02 08:00 | 0.29642 | 0.32111 | 0.19111 | 0.098901 | 0.52119 | 0.52119 | 0.52119 | 0.52119 | 0.22476 | 0.20008 | 0.33008 | 0.42229
2012-07-02 09:00 | 0.29186 | 0.31062 | 0.18805 | 0.097077 | 0.52119 | 0.52119 | 0.52119 | 0.52119 | 0.22933 | 0.21056 | 0.33314 | 0.42411
2012-07-02 10:00 | 0.28968 | 0.30729 | 0.18527 | 0.0958 | 0.52119 | 0.52119 | 0.52119 | 0.52119 | 0.23151 | 0.2139 | 0.33592 | 0.42539
2012-07-02 11:00 | 0.28699 | 0.31056 | 0.18529 | 0.095785 | 0.52119 | 0.52119 | 0.52119 | 0.52119 | 0.2342 | 0.21063 | 0.3359 | 0.4254
2012-07-02 12:00 | 0.29219 | 0.30809 | 0.18511 | 0.097292 | 0.52119 | 0.52119 | 0.52119 | 0.52119 | 0.229 | 0.2131 | 0.33608 | 0.4239
2012-07-02 13:00 | 0.29179 | 0.30575 | 0.18184 | 0.096971 | 0.52119 | 0.52119 | 0.52119 | 0.52119 | 0.2294 | 0.21544 | 0.33935 | 0.42422
2012-07-02 14:00 | 0.28932 | 0.30563 | 0.18596 | 0.097055 | 0.52119 | 0.52119 | 0.52119 | 0.52119 | 0.23187 | 0.21556 | 0.33523 | 0.42413
2012-07-02 15:00 | 0.28621 | 0.30032 | 0.18652 | 0.097699 | 0.52119 | 0.52119 | 0.52119 | 0.52119 | 0.23498 | 0.22087 | 0.33466 | 0.42349
2012-07-02 16:00 | 0.28542 | 0.29958 | 0.18792 | 0.097055 | 0.52119 | 0.52119 | 0.52119 | 0.52119 | 0.23577 | 0.22161 | 0.33327 | 0.42413
2012-07-02 17:00 | 0.28272 | 0.2842 | 0.18972 | 0.097294 | 0.52119 | 0.52119 | 0.52119 | 0.52119 | 0.23846 | 0.23698 | 0.33147 | 0.42389
2012-07-02 18:00 | 0.25022 | 0.24769 | 0.19319 | 0.093901 | 0.52119 | 0.52119 | 0.52119 | 0.52119 | 0.27096 | 0.27349 | 0.32799 | 0.42729
2012-07-02 19:00 | 0.22778 | 0.20131 | 0.19369 | 0.090365 | 0.52119 | 0.52119 | 0.52119 | 0.52119 | 0.2934 | 0.31988 | 0.3275 | 0.43082
2012-07-02 20:00 | 0.21284 | 0.18429 | 0.19264 | 0.093217 | 0.52119 | 0.52119 | 0.52119 | 0.52119 | 0.30835 | 0.3369 | 0.32855 | 0.42797
2012-07-02 21:00 | 0.19997 | 0.17531 | 0.18989 | 0.092304 | 0.52119 | 0.52119 | 0.52119 | 0.52119 | 0.32122 | 0.34588 | 0.3313 | 0.42888
2012-07-02 22:00 | 0.1879 | 0.1395 | 0.18833 | 0.089275 | 0.52119 | 0.52119 | 0.52119 | 0.52119 | 0.33328 | 0.38169 | 0.33286 | 0.43191
2012-07-02 23:00 | 0.18007 | 0.10905 | 0.18176 | 0.08737 | 0.52119 | 0.52119 | 0.52119 | 0.52119 | 0.34111 | 0.41214 | 0.33943 | 0.43382
2012-07-03 | 0.17674 | 0.098456 | 0.17585 | 0.086534 | 0.52119 | 0.52119 | 0.52119 | 0.52119 | 0.34445 | 0.42273 | 0.34534 | 0.43465
2012-07-03 01:00 | 0.177 | 0.10072 | 0.17645 | 0.087221 | 0.52119 | 0.52119 | 0.52119 | 0.52119 | 0.34419 | 0.42047 | 0.34474 | 0.43397
2012-07-03 02:00 | 0.17081 | 0.10325 | 0.1797 | 0.087561 | 0.52119 | 0.52119 | 0.52119 | 0.52119 | 0.35037 | 0.41794 | 0.34149 | 0.43363
2012-07-03 03:00 | 0.18244 | 0.1113 | 0.18509 | 0.088106 | 0.52119 | 0.52119 | 0.52119 | 0.52119 | 0.33874 | 0.40989 | 0.3361 | 0.43308
2012-07-03 04:00 | 0.2007 | 0.12609 | 0.18727 | 0.09105 | 0.52119 | 0.52119 | 0.52119 | 0.52119 | 0.32049 | 0.39509 | 0.33392 | 0.43014
2012-07-03 05:00 | 0.22486 | 0.146 | 0.18945 | 0.093594 | 0.52119 | 0.52119 | 0.52119 | 0.52119 | 0.29633 | 0.37519 | 0.33173 | 0.42759
2012-07-03 06:00 | 0.25857 | 0.2299 | 0.19383 | 0.096647 | 0.52119 | 0.52119 | 0.52119 | 0.52119 | 0.26262 | 0.29129 | 0.32736 | 0.42454
2012-07-03 07:00 | 0.28707 | 0.29403 | 0.19306 | 0.099039 | 0.52119 | 0.52119 | 0.52119 | 0.52119 | 0.23412 | 0.22716 | 0.32813 | 0.42215
2012-07-03 08:00 | 0.29627 | 0.32092 | 0.19136 | 0.097882 | 0.52119 | 0.52119 | 0.52119 | 0.52119 | 0.22492 | 0.20027 | 0.32982 | 0.42331
2012-07-03 09:00 | 0.29225 | 0.3101 | 0.18832 | 0.095028 | 0.52119 | 0.52119 | 0.52119 | 0.52119 | 0.22894 | 0.21109 | 0.33287 | 0.42616
2012-07-03 10:00 | 0.29004 | 0.30684 | 0.1842 | 0.095181 | 0.52119 | 0.52119 | 0.52119 | 0.52119 | 0.23115 | 0.21435 | 0.33699 | 0.42601
2012-07-03 11:00 | 0.2875 | 0.30956 | 0.18442 | 0.095433 | 0.52119 | 0.52119 | 0.52119 | 0.52119 | 0.23369 | 0.21163 | 0.33676 | 0.42576
2012-07-03 12:00 | 0.29182 | 0.30631 | 0.18447 | 0.096934 | 0.52119 | 0.52119 | 0.52119 | 0.52119 | 0.22937 | 0.21488 | 0.33671 | 0.42425
2012-07-03 13:00 | 0.29158 | 0.30475 | 0.18213 | 0.096655 | 0.52119 | 0.52119 | 0.52119 | 0.52119 | 0.22961 | 0.21644 | 0.33906 | 0.42453
2012-07-03 14:00 | 0.28976 | 0.30517 | 0.18626 | 0.096934 | 0.52119 | 0.52119 | 0.52119 | 0.52119 | 0.23143 | 0.21602 | 0.33493 | 0.42425
2012-07-03 15:00 | 0.28604 | 0.29997 | 0.18672 | 0.097198 | 0.52119 | 0.52119 | 0.52119 | 0.52119 | 0.23515 | 0.22122 | 0.33447 | 0.42399
2012-07-03 16:00 | 0.28578 | 0.29847 | 0.18849 | 0.094693 | 0.52119 | 0.52119 | 0.52119 | 0.52119 | 0.23541 | 0.22272 | 0.3327 | 0.4265
2012-07-03 17:00 | 0.28252 | 0.28305 | 0.18882 | 0.093579 | 0.52119 | 0.52119 | 0.52119 | 0.52119 | 0.23867 | 0.23814 | 0.33237 | 0.42761
2012-07-03 18:00 | 0.24926 | 0.24557 | 0.19077 | 0.093367 | 0.52119 | 0.52119 | 0.52119 | 0.52119 | 0.27193 | 0.27562 | 0.33042 | 0.42782
2012-07-03 19:00 | 0.22721 | 0.19997 | 0.19241 | 0.08966 | 0.52119 | 0.52119 | 0.52119 | 0.52119 | 0.29398 | 0.32122 | 0.32878 | 0.43153
2012-07-03 20:00 | 0.21283 | 0.18346 | 0.19092 | 0.091577 | 0.52119 | 0.52119 | 0.52119 | 0.52119 | 0.30836 | 0.33772 | 0.33027 | 0.42961
2012-07-03 21:00 | 0.20044 | 0.17494 | 0.18883 | 0.090375 | 0.52119 | 0.52119 | 0.52119 | 0.52119 | 0.32074 | 0.34624 | 0.33236 | 0.43081
2012-07-03 22:00 | 0.18831 | 0.13922 | 0.18696 | 0.086634 | 0.52119 | 0.52119 | 0.52119 | 0.52119 | 0.33287 | 0.38197 | 0.33423 | 0.43455
2012-07-03 23:00 | 0.18028 | 0.10935 | 0.18023 | 0.084108 | 0.52119 | 0.52119 | 0.52119 | 0.52119 | 0.34091 | 0.41184 | 0.34096 | 0.43708
2012-07-04 | 0.17596 | 0.10661 | 0.17734 | 0.08792 | 0.52119 | 0.52119 | 0.52119 | 0.52119 | 0.34522 | 0.41458 | 0.34385 | 0.43327
2012-07-04 01:00 | 0.1739 | 0.10199 | 0.17302 | 0.085637 | 0.52119 | 0.52119 | 0.52119 | 0.52119 | 0.34729 | 0.4192 | 0.34817 | 0.43555
2012-07-04 02:00 | 0.17587 | 0.1008 | 0.17315 | 0.086119 | 0.52119 | 0.52119 | 0.52119 | 0.52119 | 0.34532 | 0.42039 | 0.34804 | 0.43507
2012-07-04 03:00 | 0.17642 | 0.1029 | 0.17338 | 0.086227 | 0.52119 | 0.52119 | 0.52119 | 0.52119 | 0.34477 | 0.41829 | 0.3478 | 0.43496
2012-07-04 04:00 | 0.1769 | 0.10666 | 0.17559 | 0.086229 | 0.52119 | 0.52119 | 0.52119 | 0.52119 | 0.34429 | 0.41453 | 0.34559 | 0.43496
2012-07-04 05:00 | 0.1796 | 0.11079 | 0.17855 | 0.084531 | 0.52119 | 0.52119 | 0.52119 | 0.52119 | 0.34159 | 0.4104 | 0.34264 | 0.43666
2012-07-04 06:00 | 0.1958 | 0.12838 | 0.17856 | 0.089579 | 0.52119 | 0.52119 | 0.52119 | 0.52119 | 0.32539 | 0.39281 | 0.34263 | 0.43161
2012-07-04 07:00 | 0.20391 | 0.16002 | 0.17447 | 0.088587 | 0.52119 | 0.52119 | 0.52119 | 0.52119 | 0.31728 | 0.36116 | 0.34671 | 0.4326
2012-07-04 08:00 | 0.22357 | 0.20872 | 0.17283 | 0.090369 | 0.52119 | 0.52119 | 0.52119 | 0.52119 | 0.29761 | 0.31247 | 0.34836 | 0.43082
2012-07-04 09:00 | 0.23075 | 0.22128 | 0.17148 | 0.089164 | 0.52119 | 0.52119 | 0.52119 | 0.52119 | 0.29043 | 0.29991 | 0.34971 | 0.43202
2012-07-04 10:00 | 0.23592 | 0.21876 | 0.17308 | 0.090943 | 0.52119 | 0.52119 | 0.52119 | 0.52119 | 0.28526 | 0.30243 | 0.34811 | 0.43024
2012-07-04 11:00 | 0.23569 | 0.22384 | 0.17259 | 0.092085 | 0.52119 | 0.52119 | 0.52119 | 0.52119 | 0.2855 | 0.29734 | 0.3486 | 0.4291
2012-07-04 12:00 | 0.23212 | 0.22175 | 0.17804 | 0.09115 | 0.52119 | 0.52119 | 0.52119 | 0.52119 | 0.28907 | 0.29944 | 0.34314 | 0.43004
2012-07-04 13:00 | 0.22706 | 0.21133 | 0.17898 | 0.091392 | 0.52119 | 0.52119 | 0.52119 | 0.52119 | 0.29413 | 0.30986 | 0.34221 | 0.4298
2012-07-04 14:00 | 0.22571 | 0.20456 | 0.18254 | 0.09251 | 0.52119 | 0.52119 | 0.52119 | 0.52119 | 0.29548 | 0.31663 | 0.33865 | 0.42868
2012-07-04 15:00 | 0.22172 | 0.17741 | 0.18128 | 0.088039 | 0.52119 | 0.52119 | 0.52119 | 0.52119 | 0.29947 | 0.34378 | 0.33991 | 0.43315
2012-07-04 16:00 | 0.21712 | 0.1632 | 0.18409 | 0.088108 | 0.52119 | 0.52119 | 0.52119 | 0.52119 | 0.30407 | 0.35798 | 0.3371 | 0.43308
2012-07-04 17:00 | 0.21175 | 0.15555 | 0.18437 | 0.085689 | 0.52119 | 0.52119 | 0.52119 | 0.52119 | 0.30944 | 0.36564 | 0.33682 | 0.4355
2012-07-04 18:00 | 0.20781 | 0.1491 | 0.18718 | 0.082703 | 0.52119 | 0.52119 | 0.52119 | 0.52119 | 0.31338 | 0.37209 | 0.334 | 0.43848
2012-07-04 19:00 | 0.19675 | 0.13859 | 0.18911 | 0.082891 | 0.52119 | 0.52119 | 0.52119 | 0.52119 | 0.32444 | 0.3826 | 0.33208 | 0.4383
2012-07-04 20:00 | 0.19629 | 0.13225 | 0.18784 | 0.08316 | 0.52119 | 0.52119 | 0.52119 | 0.52119 | 0.3249 | 0.38894 | 0.33335 | 0.43803
2012-07-04 21:00 | 0.19332 | 0.12861 | 0.18656 | 0.084099 | 0.52119 | 0.52119 | 0.52119 | 0.52119 | 0.32787 | 0.39258 | 0.33463 | 0.43709
2012-07-04 22:00 | 0.18967 | 0.12316 | 0.1858 | 0.083693 | 0.52119 | 0.52119 | 0.52119 | 0.52119 | 0.33152 | 0.39802 | 0.33539 | 0.43749
2012-07-04 23:00 | 0.18802 | 0.10992 | 0.18241 | 0.083704 | 0.52119 | 0.52119 | 0.52119 | 0.52119 | 0.33317 | 0.41127 | 0.33877 | 0.43748
2012-07-05 | 0.17746 | 0.098437 | 0.17474 | 0.086671 | 0.52119 | 0.52119 | 0.52119 | 0.52119 | 0.34373 | 0.42275 | 0.34645 | 0.43452
2012-07-05 01:00 | 0.17636 | 0.10084 | 0.17572 | 0.08732 | 0.52119 | 0.52119 | 0.52119 | 0.52119 | 0.34483 | 0.42035 | 0.34547 | 0.43387
2012-07-05 02:00 | 0.17318 | 0.10334 | 0.17908 | 0.087052 | 0.52119 | 0.52119 | 0.52119 | 0.52119 | 0.34801 | 0.41785 | 0.3421 | 0.43414
2012-07-05 03:00 | 0.18399 | 0.11139 | 0.18505 | 0.087428 | 0.52119 | 0.52119 | 0.52119 | 0.52119 | 0.33719 | 0.4098 | 0.33613 | 0.43376
2012-07-05 04:00 | 0.20247 | 0.12681 | 0.18687 | 0.090683 | 0.52119 | 0.52119 | 0.52119 | 0.52119 | 0.31872 | 0.39438 | 0.33432 | 0.4305
2012-07-05 05:00 | 0.22685 | 0.14675 | 0.18973 | 0.09343 | 0.52119 | 0.52119 | 0.52119 | 0.52119 | 0.29434 | 0.37444 | 0.33146 | 0.42776
2012-07-05 06:00 | 0.26175 | 0.22995 | 0.1939 | 0.09669 | 0.52119 | 0.52119 | 0.52119 | 0.52119 | 0.25944 | 0.29124 | 0.32729 | 0.4245
2012-07-05 07:00 | 0.28705 | 0.29495 | 0.19211 | 0.097563 | 0.52119 | 0.52119 | 0.52119 | 0.52119 | 0.23414 | 0.22624 | 0.32908 | 0.42363
2012-07-05 08:00 | 0.29832 | 0.32003 | 0.18872 | 0.095556 | 0.52119 | 0.52119 | 0.52119 | 0.52119 | 0.22287 | 0.20116 | 0.33247 | 0.42563
2012-07-05 09:00 | 0.29655 | 0.31171 | 0.18792 | 0.095187 | 0.52119 | 0.52119 | 0.52119 | 0.52119 | 0.22463 | 0.20948 | 0.33327 | 0.426
2012-07-05 10:00 | 0.29474 | 0.30795 | 0.18336 | 0.094925 | 0.52119 | 0.52119 | 0.52119 | 0.52119 | 0.22645 | 0.21324 | 0.33782 | 0.42626
2012-07-05 11:00 | 0.29206 | 0.30926 | 0.18376 | 0.095713 | 0.52119 | 0.52119 | 0.52119 | 0.52119 | 0.22913 | 0.21193 | 0.33743 | 0.42548
2012-07-05 12:00 | 0.2928 | 0.30649 | 0.18385 | 0.097221 | 0.52119 | 0.52119 | 0.52119 | 0.52119 | 0.22839 | 0.2147 | 0.33734 | 0.42397
2012-07-05 13:00 | 0.29189 | 0.30465 | 0.18033 | 0.096567 | 0.52119 | 0.52119 | 0.52119 | 0.52119 | 0.2293 | 0.21654 | 0.34086 | 0.42462
2012-07-05 14:00 | 0.28977 | 0.30467 | 0.18472 | 0.096606 | 0.52119 | 0.52119 | 0.52119 | 0.52119 | 0.23141 | 0.21652 | 0.33647 | 0.42458
2012-07-05 15:00 | 0.2858 | 0.29957 | 0.1856 | 0.096961 | 0.52119 | 0.52119 | 0.52119 | 0.52119 | 0.23539 | 0.22161 | 0.33559 | 0.42423
2012-07-05 16:00 | 0.28573 | 0.29812 | 0.18793 | 0.09447 | 0.52119 | 0.52119 | 0.52119 | 0.52119 | 0.23546 | 0.22306 | 0.33326 | 0.42672
2012-07-05 17:00 | 0.28258 | 0.28299 | 0.18833 | 0.093507 | 0.52119 | 0.52119 | 0.52119 | 0.52119 | 0.23861 | 0.2382 | 0.33286 | 0.42768
2012-07-05 18:00 | 0.24929 | 0.24648 | 0.19197 | 0.093465 | 0.52119 | 0.52119 | 0.52119 | 0.52119 | 0.2719 | 0.27471 | 0.32922 | 0.42772
2012-07-05 19:00 | 0.22748 | 0.20063 | 0.19271 | 0.089676 | 0.52119 | 0.52119 | 0.52119 | 0.52119 | 0.29371 | 0.32055 | 0.32847 | 0.43151
2012-07-05 20:00 | 0.21291 | 0.18363 | 0.19111 | 0.092083 | 0.52119 | 0.52119 | 0.52119 | 0.52119 | 0.30828 | 0.33755 | 0.33008 | 0.42911
2012-07-05 21:00 | 0.20032 | 0.17502 | 0.1888 | 0.090958 | 0.52119 | 0.52119 | 0.52119 | 0.52119 | 0.32087 | 0.34617 | 0.33239 | 0.43023
2012-07-05 22:00 | 0.18837 | 0.1393 | 0.18698 | 0.087243 | 0.52119 | 0.52119 | 0.52119 | 0.52119 | 0.33282 | 0.38189 | 0.33421 | 0.43395
2012-07-05 23:00 | 0.17994 | 0.10943 | 0.18007 | 0.084596 | 0.52119 | 0.52119 | 0.52119 | 0.52119 | 0.34125 | 0.41176 | 0.34112 | 0.43659
2012-07-06 | 0.17686 | 0.098465 | 0.17346 | 0.086863 | 0.52119 | 0.52119 | 0.52119 | 0.52119 | 0.34433 | 0.42272 | 0.34773 | 0.43432
2012-07-06 01:00 | 0.17762 | 0.10075 | 0.17388 | 0.087591 | 0.52119 | 0.52119 | 0.52119 | 0.52119 | 0.34356 | 0.42043 | 0.34731 | 0.4336
2012-07-06 02:00 | 0.17184 | 0.10329 | 0.17733 | 0.086331 | 0.52119 | 0.52119 | 0.52119 | 0.52119 | 0.34935 | 0.41789 | 0.34386 | 0.43486
2012-07-06 03:00 | 0.18276 | 0.11137 | 0.1827 | 0.087264 | 0.52119 | 0.52119 | 0.52119 | 0.52119 | 0.33843 | 0.40982 | 0.33848 | 0.43392
2012-07-06 04:00 | 0.20172 | 0.12666 | 0.18407 | 0.089689 | 0.52119 | 0.52119 | 0.52119 | 0.52119 | 0.31946 | 0.39453 | 0.33712 | 0.4315
2012-07-06 05:00 | 0.2256 | 0.14634 | 0.18617 | 0.093039 | 0.52119 | 0.52119 | 0.52119 | 0.52119 | 0.29559 | 0.37485 | 0.33502 | 0.42815
2012-07-06 06:00 | 0.25742 | 0.22967 | 0.19127 | 0.096196 | 0.52119 | 0.52119 | 0.52119 | 0.52119 | 0.26377 | 0.29152 | 0.32992 | 0.42499
2012-07-06 07:00 | 0.28634 | 0.29286 | 0.18859 | 0.096395 | 0.52119 | 0.52119 | 0.52119 | 0.52119 | 0.23485 | 0.22833 | 0.3326 | 0.42479
2012-07-06 08:00 | 0.29637 | 0.31981 | 0.18632 | 0.095542 | 0.52119 | 0.52119 | 0.52119 | 0.52119 | 0.22482 | 0.20138 | 0.33487 | 0.42565
2012-07-06 09:00 | 0.29169 | 0.30921 | 0.18286 | 0.09513 | 0.52119 | 0.52119 | 0.52119 | 0.52119 | 0.22949 | 0.21198 | 0.33833 | 0.42606
2012-07-06 10:00 | 0.28982 | 0.30613 | 0.17938 | 0.09506 | 0.52119 | 0.52119 | 0.52119 | 0.52119 | 0.23137 | 0.21506 | 0.34181 | 0.42613
2012-07-06 11:00 | 0.28776 | 0.30975 | 0.17999 | 0.095207 | 0.52119 | 0.52119 | 0.52119 | 0.52119 | 0.23343 | 0.21144 | 0.3412 | 0.42598
2012-07-06 12:00 | 0.29191 | 0.30859 | 0.18123 | 0.096576 | 0.52119 | 0.52119 | 0.52119 | 0.52119 | 0.22928 | 0.2126 | 0.33996 | 0.42461
2012-07-06 13:00 | 0.29156 | 0.30681 | 0.18014 | 0.096156 | 0.52119 | 0.52119 | 0.52119 | 0.52119 | 0.22963 | 0.21438 | 0.34105 | 0.42503
2012-07-06 14:00 | 0.28517 | 0.30576 | 0.18278 | 0.095517 | 0.52119 | 0.52119 | 0.52119 | 0.52119 | 0.23601 | 0.21543 | 0.33841 | 0.42567
2012-07-06 15:00 | 0.28344 | 0.29913 | 0.18476 | 0.096346 | 0.52119 | 0.52119 | 0.52119 | 0.52119 | 0.23775 | 0.22206 | 0.33643 | 0.42484
2012-07-06 16:00 | 0.28273 | 0.29721 | 0.18718 | 0.093811 | 0.52119 | 0.52119 | 0.52119 | 0.52119 | 0.23845 | 0.22398 | 0.33401 | 0.42738
2012-07-06 17:00 | 0.28247 | 0.28299 | 0.18549 | 0.09298 | 0.52119 | 0.52119 | 0.52119 | 0.52119 | 0.23872 | 0.23819 | 0.3357 | 0.42821
2012-07-06 18:00 | 0.24894 | 0.24242 | 0.18908 | 0.093353 | 0.52119 | 0.52119 | 0.52119 | 0.52119 | 0.27225 | 0.27877 | 0.33211 | 0.42784
2012-07-06 19:00 | 0.22739 | 0.19859 | 0.19117 | 0.089565 | 0.52119 | 0.52119 | 0.52119 | 0.52119 | 0.2938 | 0.3226 | 0.33002 | 0.43162
2012-07-06 20:00 | 0.21228 | 0.18258 | 0.18855 | 0.088802 | 0.52119 | 0.52119 | 0.52119 | 0.52119 | 0.30891 | 0.33861 | 0.33263 | 0.43239
2012-07-06 21:00 | 0.20026 | 0.17442 | 0.18702 | 0.087602 | 0.52119 | 0.52119 | 0.52119 | 0.52119 | 0.32092 | 0.34677 | 0.33417 | 0.43359
2012-07-06 22:00 | 0.18828 | 0.13893 | 0.18511 | 0.084736 | 0.52119 | 0.52119 | 0.52119 | 0.52119 | 0.33291 | 0.38226 | 0.33607 | 0.43645
2012-07-06 23:00 | 0.17985 | 0.10934 | 0.17909 | 0.083375 | 0.52119 | 0.52119 | 0.52119 | 0.52119 | 0.34134 | 0.41185 | 0.3421 | 0.43781
2012-07-07 | 0.17525 | 0.10633 | 0.17426 | 0.086114 | 0.52119 | 0.52119 | 0.52119 | 0.52119 | 0.34593 | 0.41486 | 0.34693 | 0.43507
2012-07-07 01:00 | 0.1734 | 0.1017 | 0.16739 | 0.084373 | 0.52119 | 0.52119 | 0.52119 | 0.52119 | 0.34779 | 0.41949 | 0.3538 | 0.43682
2012-07-07 02:00 | 0.17511 | 0.10019 | 0.1679 | 0.084932 | 0.52119 | 0.52119 | 0.52119 | 0.52119 | 0.34608 | 0.421 | 0.35329 | 0.43626
2012-07-07 03:00 | 0.17584 | 0.10246 | 0.16939 | 0.085294 | 0.52119 | 0.52119 | 0.52119 | 0.52119 | 0.34535 | 0.41873 | 0.3518 | 0.43589
2012-07-07 04:00 | 0.17635 | 0.10604 | 0.17143 | 0.084884 | 0.52119 | 0.52119 | 0.52119 | 0.52119 | 0.34484 | 0.41515 | 0.34976 | 0.4363
2012-07-07 05:00 | 0.1787 | 0.10985 | 0.17529 | 0.083666 | 0.52119 | 0.52119 | 0.52119 | 0.52119 | 0.34249 | 0.41133 | 0.34589 | 0.43752
2012-07-07 06:00 | 0.1957 | 0.12682 | 0.17249 | 0.087848 | 0.52119 | 0.52119 | 0.52119 | 0.52119 | 0.32549 | 0.39437 | 0.3487 | 0.43334
2012-07-07 07:00 | 0.20145 | 0.1557 | 0.16545 | 0.087468 | 0.52119 | 0.52119 | 0.52119 | 0.52119 | 0.31973 | 0.36549 | 0.35574 | 0.43372
2012-07-07 08:00 | 0.22195 | 0.20824 | 0.165 | 0.089487 | 0.52119 | 0.52119 | 0.52119 | 0.52119 | 0.29923 | 0.31295 | 0.35619 | 0.4317
2012-07-07 09:00 | 0.2304 | 0.21924 | 0.16258 | 0.087622 | 0.52119 | 0.52119 | 0.52119 | 0.52119 | 0.29079 | 0.30194 | 0.35861 | 0.43357
2012-07-07 10:00 | 0.23675 | 0.21804 | 0.16582 | 0.089565 | 0.52119 | 0.52119 | 0.52119 | 0.52119 | 0.28444 | 0.30315 | 0.35537 | 0.43162
2012-07-07 11:00 | 0.23762 | 0.22455 | 0.16565 | 0.090436 | 0.52119 | 0.52119 | 0.52119 | 0.52119 | 0.28357 | 0.29664 | 0.35553 | 0.43075
2012-07-07 12:00 | 0.23457 | 0.22269 | 0.17525 | 0.089657 | 0.52119 | 0.52119 | 0.52119 | 0.52119 | 0.28662 | 0.2985 | 0.34594 | 0.43153
2012-07-07 13:00 | 0.22945 | 0.21135 | 0.17835 | 0.08907 | 0.52119 | 0.52119 | 0.52119 | 0.52119 | 0.29173 | 0.30984 | 0.34284 | 0.43212
2012-07-07 14:00 | 0.22446 | 0.20372 | 0.17919 | 0.091661 | 0.52119 | 0.52119 | 0.52119 | 0.52119 | 0.29673 | 0.31747 | 0.342 | 0.42953
2012-07-07 15:00 | 0.21817 | 0.17888 | 0.17915 | 0.086904 | 0.52119 | 0.52119 | 0.52119 | 0.52119 | 0.30302 | 0.3423 | 0.34204 | 0.43428
2012-07-07 16:00 | 0.21458 | 0.16274 | 0.18046 | 0.087358 | 0.52119 | 0.52119 | 0.52119 | 0.52119 | 0.30661 | 0.35845 | 0.34073 | 0.43383
2012-07-07 17:00 | 0.20756 | 0.1546 | 0.18196 | 0.085922 | 0.52119 | 0.52119 | 0.52119 | 0.52119 | 0.31363 | 0.36658 | 0.33922 | 0.43527
2012-07-07 18:00 | 0.20688 | 0.1494 | 0.18333 | 0.08303 | 0.52119 | 0.52119 | 0.52119 | 0.52119 | 0.3143 | 0.37179 | 0.33785 | 0.43816
2012-07-07 19:00 | 0.1937 | 0.13902 | 0.18536 | 0.083361 | 0.52119 | 0.52119 | 0.52119 | 0.52119 | 0.32749 | 0.38217 | 0.33583 | 0.43783
2012-07-07 20:00 | 0.19299 | 0.13216 | 0.1851 | 0.083753 | 0.52119 | 0.52119 | 0.52119 | 0.52119 | 0.3282 | 0.38903 | 0.33609 | 0.43744
2012-07-07 21:00 | 0.19139 | 0.12898 | 0.18339 | 0.082819 | 0.52119 | 0.52119 | 0.52119 | 0.52119 | 0.32979 | 0.3922 | 0.3378 | 0.43837
2012-07-07 22:00 | 0.18701 | 0.12291 | 0.18318 | 0.083978 | 0.52119 | 0.52119 | 0.52119 | 0.52119 | 0.33417 | 0.39828 | 0.33801 | 0.43721
2012-07-07 23:00 | 0.18318 | 0.10948 | 0.1781 | 0.083795 | 0.52119 | 0.52119 | 0.52119 | 0.52119 | 0.33801 | 0.41171 | 0.34308 | 0.43739
2012-07-08 | 0.17531 | 0.10637 | 0.17428 | 0.086056 | 0.52119 | 0.52119 | 0.52119 | 0.52119 | 0.34587 | 0.41481 | 0.34691 | 0.43513
2012-07-08 01:00 | 0.17318 | 0.10166 | 0.16838 | 0.084599 | 0.52119 | 0.52119 | 0.52119 | 0.52119 | 0.34801 | 0.41953 | 0.35281 | 0.43659
2012-07-08 02:00 | 0.17463 | 0.10035 | 0.1721 | 0.085646 | 0.52119 | 0.52119 | 0.52119 | 0.52119 | 0.34656 | 0.42084 | 0.34909 | 0.43554
2012-07-08 03:00 | 0.17519 | 0.10226 | 0.17161 | 0.085531 | 0.52119 | 0.52119 | 0.52119 | 0.52119 | 0.346 | 0.41893 | 0.34958 | 0.43566
2012-07-08 04:00 | 0.17574 | 0.10606 | 0.17266 | 0.085414 | 0.52119 | 0.52119 | 0.52119 | 0.52119 | 0.34545 | 0.41513 | 0.34853 | 0.43577
2012-07-08 05:00 | 0.17815 | 0.10959 | 0.17341 | 0.083174 | 0.52119 | 0.52119 | 0.52119 | 0.52119 | 0.34304 | 0.4116 | 0.34778 | 0.43801
2012-07-08 06:00 | 0.19556 | 0.12627 | 0.17139 | 0.0877 | 0.52119 | 0.52119 | 0.52119 | 0.52119 | 0.32563 | 0.39492 | 0.34979 | 0.43349
2012-07-08 07:00 | 0.20172 | 0.15526 | 0.16472 | 0.087388 | 0.52119 | 0.52119 | 0.52119 | 0.52119 | 0.31947 | 0.36593 | 0.35647 | 0.4338
2012-07-08 08:00 | 0.22187 | 0.20803 | 0.16406 | 0.089387 | 0.52119 | 0.52119 | 0.52119 | 0.52119 | 0.29932 | 0.31316 | 0.35713 | 0.4318
2012-07-08 09:00 | 0.23116 | 0.21909 | 0.16392 | 0.088314 | 0.52119 | 0.52119 | 0.52119 | 0.52119 | 0.29002 | 0.3021 | 0.35727 | 0.43287
2012-07-08 10:00 | 0.23741 | 0.21751 | 0.16598 | 0.089861 | 0.52119 | 0.52119 | 0.52119 | 0.52119 | 0.28378 | 0.30368 | 0.35521 | 0.43133
2012-07-08 11:00 | 0.23736 | 0.22778 | 0.1663 | 0.089308 | 0.52119 | 0.52119 | 0.52119 | 0.52119 | 0.28383 | 0.29341 | 0.35489 | 0.43188
2012-07-08 12:00 | 0.23473 | 0.22392 | 0.17625 | 0.089238 | 0.52119 | 0.52119 | 0.52119 | 0.52119 | 0.28646 | 0.29727 | 0.34494 | 0.43195
2012-07-08 13:00 | 0.22991 | 0.21061 | 0.17875 | 0.089104 | 0.52119 | 0.52119 | 0.52119 | 0.52119 | 0.29127 | 0.31058 | 0.34244 | 0.43208
2012-07-08 14:00 | 0.22961 | 0.20508 | 0.17746 | 0.091873 | 0.52119 | 0.52119 | 0.52119 | 0.52119 | 0.29158 | 0.31611 | 0.34373 | 0.42932
2012-07-08 15:00 | 0.22373 | 0.17859 | 0.17758 | 0.087346 | 0.52119 | 0.52119 | 0.52119 | 0.52119 | 0.29745 | 0.34259 | 0.34361 | 0.43384
2012-07-08 16:00 | 0.21818 | 0.16363 | 0.17933 | 0.088151 | 0.52119 | 0.52119 | 0.52119 | 0.52119 | 0.30301 | 0.35756 | 0.34186 | 0.43304
2012-07-08 17:00 | 0.21034 | 0.15487 | 0.18218 | 0.085543 | 0.52119 | 0.52119 | 0.52119 | 0.52119 | 0.31084 | 0.36632 | 0.33901 | 0.43565
2012-07-08 18:00 | 0.20669 | 0.14928 | 0.18265 | 0.082726 | 0.52119 | 0.52119 | 0.52119 | 0.52119 | 0.3145 | 0.37191 | 0.33854 | 0.43846
2012-07-08 19:00 | 0.19558 | 0.13871 | 0.18251 | 0.083097 | 0.52119 | 0.52119 | 0.52119 | 0.52119 | 0.32561 | 0.38247 | 0.33867 | 0.43809
2012-07-08 20:00 | 0.19454 | 0.13204 | 0.18375 | 0.083459 | 0.52119 | 0.52119 | 0.52119 | 0.52119 | 0.32665 | 0.38915 | 0.33744 | 0.43773
2012-07-08 21:00 | 0.19206 | 0.12866 | 0.18231 | 0.08261 | 0.52119 | 0.52119 | 0.52119 | 0.52119 | 0.32913 | 0.39253 | 0.33888 | 0.43858
2012-07-08 22:00 | 0.18841 | 0.12292 | 0.18181 | 0.083945 | 0.52119 | 0.52119 | 0.52119 | 0.52119 | 0.33278 | 0.39826 | 0.33937 | 0.43724
2012-07-08 23:00 | 0.18638 | 0.10904 | 0.17295 | 0.083678 | 0.52119 | 0.52119 | 0.52119 | 0.52119 | 0.33481 | 0.41215 | 0.34824 | 0.43751
2012-07-09 | 0.17698 | 0.098655 | 0.16852 | 0.086552 | 0.52119 | 0.52119 | 0.52119 | 0.52119 | 0.34421 | 0.42253 | 0.35267 | 0.43464
2012-07-09 01:00 | 0.17727 | 0.10027 | 0.16886 | 0.087184 | 0.52119 | 0.52119 | 0.52119 | 0.52119 | 0.34391 | 0.42091 | 0.35233 | 0.434
2012-07-09 02:00 | 0.17141 | 0.10284 | 0.17161 | 0.085449 | 0.52119 | 0.52119 | 0.52119 | 0.52119 | 0.34978 | 0.41835 | 0.34958 | 0.43574
2012-07-09 03:00 | 0.18271 | 0.11086 | 0.17762 | 0.087301 | 0.52119 | 0.52119 | 0.52119 | 0.52119 | 0.33848 | 0.41033 | 0.34357 | 0.43389
2012-07-09 04:00 | 0.20111 | 0.12561 | 0.17843 | 0.089478 | 0.52119 | 0.52119 | 0.52119 | 0.52119 | 0.32007 | 0.39558 | 0.34276 | 0.43171
2012-07-09 05:00 | 0.22567 | 0.14545 | 0.18186 | 0.09287 | 0.52119 | 0.52119 | 0.52119 | 0.52119 | 0.29552 | 0.37574 | 0.33933 | 0.42832
2012-07-09 06:00 | 0.26104 | 0.22866 | 0.18622 | 0.096702 | 0.52119 | 0.52119 | 0.52119 | 0.52119 | 0.26015 | 0.29253 | 0.33496 | 0.42449
2012-07-09 07:00 | 0.29032 | 0.29317 | 0.18206 | 0.094446 | 0.52119 | 0.52119 | 0.52119 | 0.52119 | 0.23086 | 0.22802 | 0.33912 | 0.42674
2012-07-09 08:00 | 0.29576 | 0.31993 | 0.17802 | 0.096883 | 0.52119 | 0.52119 | 0.52119 | 0.52119 | 0.22543 | 0.20126 | 0.34316 | 0.42431
2012-07-09 09:00 | 0.29247 | 0.30939 | 0.178 | 0.095521 | 0.52119 | 0.52119 | 0.52119 | 0.52119 | 0.22872 | 0.2118 | 0.34319 | 0.42567
2012-07-09 10:00 | 0.28784 | 0.30677 | 0.1747 | 0.094452 | 0.52119 | 0.52119 | 0.52119 | 0.52119 | 0.23335 | 0.21441 | 0.34649 | 0.42674
2012-07-09 11:00 | 0.28622 | 0.30926 | 0.17443 | 0.094615 | 0.52119 | 0.52119 | 0.52119 | 0.52119 | 0.23497 | 0.21192 | 0.34676 | 0.42657
2012-07-09 12:00 | 0.29094 | 0.30876 | 0.17697 | 0.096051 | 0.52119 | 0.52119 | 0.52119 | 0.52119 | 0.23025 | 0.21243 | 0.34422 | 0.42514
2012-07-09 13:00 | 0.29056 | 0.30546 | 0.1732 | 0.095614 | 0.52119 | 0.52119 | 0.52119 | 0.52119 | 0.23063 | 0.21573 | 0.34798 | 0.42557
2012-07-09 14:00 | 0.28554 | 0.30494 | 0.17679 | 0.095478 | 0.52119 | 0.52119 | 0.52119 | 0.52119 | 0.23565 | 0.21625 | 0.34439 | 0.42571
2012-07-09 15:00 | 0.2837 | 0.29886 | 0.17735 | 0.095935 | 0.52119 | 0.52119 | 0.52119 | 0.52119 | 0.23749 | 0.22232 | 0.34383 | 0.42525
2012-07-09 16:00 | 0.28314 | 0.29688 | 0.18168 | 0.093541 | 0.52119 | 0.52119 | 0.52119 | 0.52119 | 0.23805 | 0.2243 | 0.33951 | 0.42765
2012-07-09 17:00 | 0.28169 | 0.28286 | 0.18155 | 0.092557 | 0.52119 | 0.52119 | 0.52119 | 0.52119 | 0.23949 | 0.23833 | 0.33964 | 0.42863
2012-07-09 18:00 | 0.24849 | 0.24407 | 0.187 | 0.093401 | 0.52119 | 0.52119 | 0.52119 | 0.52119 | 0.2727 | 0.27711 | 0.33419 | 0.42779
2012-07-09 19:00 | 0.22685 | 0.19874 | 0.19004 | 0.089317 | 0.52119 | 0.52119 | 0.52119 | 0.52119 | 0.29434 | 0.32245 | 0.33115 | 0.43187
2012-07-09 20:00 | 0.2123 | 0.18287 | 0.18684 | 0.088677 | 0.52119 | 0.52119 | 0.52119 | 0.52119 | 0.30889 | 0.33832 | 0.33435 | 0.43251
2012-07-09 21:00 | 0.19977 | 0.17465 | 0.18781 | 0.089156 | 0.52119 | 0.52119 | 0.52119 | 0.52119 | 0.32142 | 0.34654 | 0.33338 | 0.43203
2012-07-09 22:00 | 0.18748 | 0.13918 | 0.18591 | 0.084818 | 0.52119 | 0.52119 | 0.52119 | 0.52119 | 0.3337 | 0.382 | 0.33528 | 0.43637
2012-07-09 23:00 | 0.18008 | 0.10958 | 0.17815 | 0.083321 | 0.52119 | 0.52119 | 0.52119 | 0.52119 | 0.34111 | 0.41161 | 0.34304 | 0.43787
2012-07-10 | 0.17584 | 0.09864 | 0.169 | 0.086302 | 0.52119 | 0.52119 | 0.52119 | 0.52119 | 0.34535 | 0.42255 | 0.35219 | 0.43489
2012-07-10 01:00 | 0.17502 | 0.10027 | 0.17002 | 0.086902 | 0.52119 | 0.52119 | 0.52119 | 0.52119 | 0.34617 | 0.42091 | 0.35117 | 0.43429
2012-07-10 02:00 | 0.16936 | 0.10284 | 0.17287 | 0.085336 | 0.52119 | 0.52119 | 0.52119 | 0.52119 | 0.35183 | 0.41835 | 0.34832 | 0.43585
2012-07-10 03:00 | 0.18165 | 0.11086 | 0.18055 | 0.087239 | 0.52119 | 0.52119 | 0.52119 | 0.52119 | 0.33954 | 0.41033 | 0.34063 | 0.43395
2012-07-10 04:00 | 0.20005 | 0.12573 | 0.18103 | 0.089163 | 0.52119 | 0.52119 | 0.52119 | 0.52119 | 0.32114 | 0.39546 | 0.34016 | 0.43202
2012-07-10 05:00 | 0.22454 | 0.14547 | 0.1839 | 0.092609 | 0.52119 | 0.52119 | 0.52119 | 0.52119 | 0.29665 | 0.37572 | 0.33729 | 0.42858
2012-07-10 06:00 | 0.25782 | 0.22862 | 0.18809 | 0.096088 | 0.52119 | 0.52119 | 0.52119 | 0.52119 | 0.26337 | 0.29257 | 0.3331 | 0.4251
2012-07-10 07:00 | 0.28533 | 0.29257 | 0.18257 | 0.094435 | 0.52119 | 0.52119 | 0.52119 | 0.52119 | 0.23586 | 0.22862 | 0.33862 | 0.42675
2012-07-10 08:00 | 0.29512 | 0.31933 | 0.17988 | 0.096566 | 0.52119 | 0.52119 | 0.52119 | 0.52119 | 0.22607 | 0.20186 | 0.3413 | 0.42462
2012-07-10 09:00 | 0.29157 | 0.30897 | 0.17859 | 0.095231 | 0.52119 | 0.52119 | 0.52119 | 0.52119 | 0.22962 | 0.21222 | 0.3426 | 0.42596
2012-07-10 10:00 | 0.28865 | 0.30585 | 0.17933 | 0.094993 | 0.52119 | 0.52119 | 0.52119 | 0.52119 | 0.23254 | 0.21533 | 0.34186 | 0.4262
2012-07-10 11:00 | 0.28653 | 0.30899 | 0.17901 | 0.095067 | 0.52119 | 0.52119 | 0.52119 | 0.52119 | 0.23466 | 0.21219 | 0.34218 | 0.42612
2012-07-10 12:00 | 0.29109 | 0.30642 | 0.17744 | 0.096382 | 0.52119 | 0.52119 | 0.52119 | 0.52119 | 0.2301 | 0.21477 | 0.34375 | 0.42481
2012-07-10 13:00 | 0.29067 | 0.30379 | 0.17566 | 0.096029 | 0.52119 | 0.52119 | 0.52119 | 0.52119 | 0.23052 | 0.2174 | 0.34553 | 0.42516
2012-07-10 14:00 | 0.28749 | 0.30404 | 0.18062 | 0.095952 | 0.52119 | 0.52119 | 0.52119 | 0.52119 | 0.23369 | 0.21715 | 0.34057 | 0.42524
2012-07-10 15:00 | 0.28384 | 0.29872 | 0.18114 | 0.096298 | 0.52119 | 0.52119 | 0.52119 | 0.52119 | 0.23735 | 0.22247 | 0.34005 | 0.42489
2012-07-10 16:00 | 0.28376 | 0.29696 | 0.18378 | 0.093712 | 0.52119 | 0.52119 | 0.52119 | 0.52119 | 0.23743 | 0.22423 | 0.3374 | 0.42748
2012-07-10 17:00 | 0.28225 | 0.28275 | 0.18263 | 0.092788 | 0.52119 | 0.52119 | 0.52119 | 0.52119 | 0.23894 | 0.23844 | 0.33856 | 0.4284
2012-07-10 18:00 | 0.25084 | 0.24464 | 0.1877 | 0.093365 | 0.52119 | 0.52119 | 0.52119 | 0.52119 | 0.27035 | 0.27655 | 0.33349 | 0.42782
2012-07-10 19:00 | 0.2272 | 0.19901 | 0.19012 | 0.089569 | 0.52119 | 0.52119 | 0.52119 | 0.52119 | 0.29398 | 0.32218 | 0.33107 | 0.43162
2012-07-10 20:00 | 0.21261 | 0.18296 | 0.18766 | 0.088816 | 0.52119 | 0.52119 | 0.52119 | 0.52119 | 0.30858 | 0.33823 | 0.33353 | 0.43237
2012-07-10 21:00 | 0.19989 | 0.17474 | 0.18681 | 0.089649 | 0.52119 | 0.52119 | 0.52119 | 0.52119 | 0.3213 | 0.34645 | 0.33438 | 0.43154
2012-07-10 22:00 | 0.18789 | 0.1392 | 0.18563 | 0.085844 | 0.52119 | 0.52119 | 0.52119 | 0.52119 | 0.3333 | 0.38198 | 0.33555 | 0.43534
2012-07-10 23:00 | 0.17997 | 0.1093 | 0.17871 | 0.083404 | 0.52119 | 0.52119 | 0.52119 | 0.52119 | 0.34122 | 0.41189 | 0.34248 | 0.43778
2012-07-11 | 0.1773 | 0.098438 | 0.17086 | 0.086331 | 0.52119 | 0.52119 | 0.52119 | 0.52119 | 0.34389 | 0.42275 | 0.35033 | 0.43486
2012-07-11 01:00 | 0.17784 | 0.10067 | 0.17261 | 0.086955 | 0.52119 | 0.52119 | 0.52119 | 0.52119 | 0.34335 | 0.42052 | 0.34858 | 0.43423
2012-07-11 02:00 | 0.17147 | 0.10322 | 0.17516 | 0.085898 | 0.52119 | 0.52119 | 0.52119 | 0.52119 | 0.34972 | 0.41797 | 0.34603 | 0.43529
2012-07-11 03:00 | 0.18274 | 0.11122 | 0.18125 | 0.087289 | 0.52119 | 0.52119 | 0.52119 | 0.52119 | 0.33844 | 0.40996 | 0.33994 | 0.4339
2012-07-11 04:00 | 0.20133 | 0.12637 | 0.18224 | 0.089296 | 0.52119 | 0.52119 | 0.52119 | 0.52119 | 0.31985 | 0.39482 | 0.33895 | 0.43189
2012-07-11 05:00 | 0.22597 | 0.1461 | 0.18471 | 0.09269 | 0.52119 | 0.52119 | 0.52119 | 0.52119 | 0.29522 | 0.37509 | 0.33648 | 0.4285
2012-07-11 06:00 | 0.26176 | 0.22904 | 0.18729 | 0.096232 | 0.52119 | 0.52119 | 0.52119 | 0.52119 | 0.25943 | 0.29215 | 0.3339 | 0.42496
2012-07-11 07:00 | 0.28736 | 0.29417 | 0.18054 | 0.094288 | 0.52119 | 0.52119 | 0.52119 | 0.52119 | 0.23383 | 0.22702 | 0.34065 | 0.4269
2012-07-11 08:00 | 0.29655 | 0.31965 | 0.17784 | 0.096225 | 0.52119 | 0.52119 | 0.52119 | 0.52119 | 0.22464 | 0.20154 | 0.34335 | 0.42496
2012-07-11 09:00 | 0.29402 | 0.30926 | 0.17708 | 0.094906 | 0.52119 | 0.52119 | 0.52119 | 0.52119 | 0.22717 | 0.21193 | 0.34411 | 0.42628
2012-07-11 10:00 | 0.29063 | 0.30634 | 0.1737 | 0.094201 | 0.52119 | 0.52119 | 0.52119 | 0.52119 | 0.23056 | 0.21485 | 0.34749 | 0.42699
2012-07-11 11:00 | 0.28827 | 0.30843 | 0.17366 | 0.094583 | 0.52119 | 0.52119 | 0.52119 | 0.52119 | 0.23292 | 0.21275 | 0.34753 | 0.42661
2012-07-11 12:00 | 0.29139 | 0.30528 | 0.17527 | 0.09606 | 0.52119 | 0.52119 | 0.52119 | 0.52119 | 0.2298 | 0.21591 | 0.34592 | 0.42513
2012-07-11 13:00 | 0.2912 | 0.30363 | 0.17408 | 0.095881 | 0.52119 | 0.52119 | 0.52119 | 0.52119 | 0.22999 | 0.21755 | 0.34711 | 0.42531
2012-07-11 14:00 | 0.28996 | 0.30393 | 0.17936 | 0.095992 | 0.52119 | 0.52119 | 0.52119 | 0.52119 | 0.23122 | 0.21726 | 0.34183 | 0.4252
2012-07-11 15:00 | 0.28679 | 0.29864 | 0.17932 | 0.096297 | 0.52119 | 0.52119 | 0.52119 | 0.52119 | 0.2344 | 0.22255 | 0.34187 | 0.42489
2012-07-11 16:00 | 0.28592 | 0.29703 | 0.18327 | 0.093802 | 0.52119 | 0.52119 | 0.52119 | 0.52119 | 0.23527 | 0.22416 | 0.33792 | 0.42739
2012-07-11 17:00 | 0.28232 | 0.28271 | 0.18259 | 0.092764 | 0.52119 | 0.52119 | 0.52119 | 0.52119 | 0.23887 | 0.23848 | 0.3386 | 0.42842
2012-07-11 18:00 | 0.25097 | 0.24589 | 0.18719 | 0.093357 | 0.52119 | 0.52119 | 0.52119 | 0.52119 | 0.27022 | 0.2753 | 0.334 | 0.42783
2012-07-11 19:00 | 0.22758 | 0.19968 | 0.18986 | 0.089534 | 0.52119 | 0.52119 | 0.52119 | 0.52119 | 0.29361 | 0.32151 | 0.33133 | 0.43165
2012-07-11 20:00 | 0.21293 | 0.1833 | 0.18794 | 0.088802 | 0.52119 | 0.52119 | 0.52119 | 0.52119 | 0.30826 | 0.33788 | 0.33325 | 0.43239
2012-07-11 21:00 | 0.1998 | 0.17479 | 0.18641 | 0.087614 | 0.52119 | 0.52119 | 0.52119 | 0.52119 | 0.32139 | 0.3464 | 0.33478 | 0.43357
2012-07-11 22:00 | 0.18774 | 0.13917 | 0.18463 | 0.08476 | 0.52119 | 0.52119 | 0.52119 | 0.52119 | 0.33345 | 0.38202 | 0.33656 | 0.43643
2012-07-11 23:00 | 0.18021 | 0.10929 | 0.17846 | 0.083409 | 0.52119 | 0.52119 | 0.52119 | 0.52119 | 0.34097 | 0.4119 | 0.34273 | 0.43778
2012-07-12 | 0.1772 | 0.098473 | 0.17061 | 0.086369 | 0.52119 | 0.52119 | 0.52119 | 0.52119 | 0.34399 | 0.42272 | 0.35058 | 0.43482
2012-07-12 01:00 | 0.17771 | 0.10078 | 0.17206 | 0.087055 | 0.52119 | 0.52119 | 0.52119 | 0.52119 | 0.34348 | 0.4204 | 0.34913 | 0.43413
2012-07-12 02:00 | 0.17115 | 0.10332 | 0.17475 | 0.085537 | 0.52119 | 0.52119 | 0.52119 | 0.52119 | 0.35004 | 0.41787 | 0.34644 | 0.43565
2012-07-12 03:00 | 0.18232 | 0.11138 | 0.1825 | 0.08731 | 0.52119 | 0.52119 | 0.52119 | 0.52119 | 0.33887 | 0.40981 | 0.33868 | 0.43388
2012-07-12 04:00 | 0.201 | 0.1266 | 0.1844 | 0.089284 | 0.52119 | 0.52119 | 0.52119 | 0.52119 | 0.32019 | 0.39458 | 0.33679 | 0.4319
2012-07-12 05:00 | 0.22537 | 0.14656 | 0.18765 | 0.092656 | 0.52119 | 0.52119 | 0.52119 | 0.52119 | 0.29582 | 0.37462 | 0.33354 | 0.42853
2012-07-12 06:00 | 0.26045 | 0.22964 | 0.19137 | 0.096054 | 0.52119 | 0.52119 | 0.52119 | 0.52119 | 0.26074 | 0.29155 | 0.32982 | 0.42513
2012-07-12 07:00 | 0.28818 | 0.29309 | 0.18688 | 0.095201 | 0.52119 | 0.52119 | 0.52119 | 0.52119 | 0.23301 | 0.22809 | 0.3343 | 0.42599
2012-07-12 08:00 | 0.29647 | 0.31966 | 0.18629 | 0.095243 | 0.52119 | 0.52119 | 0.52119 | 0.52119 | 0.22472 | 0.20153 | 0.3349 | 0.42594
2012-07-12 09:00 | 0.29382 | 0.30982 | 0.18232 | 0.09452 | 0.52119 | 0.52119 | 0.52119 | 0.52119 | 0.22737 | 0.21137 | 0.33887 | 0.42667
2012-07-12 10:00 | 0.28961 | 0.30736 | 0.17884 | 0.094751 | 0.52119 | 0.52119 | 0.52119 | 0.52119 | 0.23158 | 0.21383 | 0.34235 | 0.42644
2012-07-12 11:00 | 0.28801 | 0.30867 | 0.17942 | 0.094844 | 0.52119 | 0.52119 | 0.52119 | 0.52119 | 0.23318 | 0.21252 | 0.34177 | 0.42634
2012-07-12 12:00 | 0.29152 | 0.30591 | 0.17984 | 0.096252 | 0.52119 | 0.52119 | 0.52119 | 0.52119 | 0.22967 | 0.21528 | 0.34135 | 0.42494
2012-07-12 13:00 | 0.2911 | 0.30383 | 0.17824 | 0.095897 | 0.52119 | 0.52119 | 0.52119 | 0.52119 | 0.23009 | 0.21736 | 0.34294 | 0.42529
2012-07-12 14:00 | 0.28818 | 0.30406 | 0.18316 | 0.095814 | 0.52119 | 0.52119 | 0.52119 | 0.52119 | 0.23301 | 0.21712 | 0.33803 | 0.42537
2012-07-12 15:00 | 0.28396 | 0.29895 | 0.18491 | 0.096351 | 0.52119 | 0.52119 | 0.52119 | 0.52119 | 0.23722 | 0.22224 | 0.33628 | 0.42484
2012-07-12 16:00 | 0.28518 | 0.29706 | 0.18617 | 0.093922 | 0.52119 | 0.52119 | 0.52119 | 0.52119 | 0.23601 | 0.22413 | 0.33501 | 0.42727
2012-07-12 17:00 | 0.28226 | 0.28289 | 0.18552 | 0.093018 | 0.52119 | 0.52119 | 0.52119 | 0.52119 | 0.23893 | 0.2383 | 0.33567 | 0.42817
2012-07-12 18:00 | 0.24941 | 0.24468 | 0.19047 | 0.093365 | 0.52119 | 0.52119 | 0.52119 | 0.52119 | 0.27178 | 0.27651 | 0.33072 | 0.42782
2012-07-12 19:00 | 0.22772 | 0.19953 | 0.1921 | 0.089654 | 0.52119 | 0.52119 | 0.52119 | 0.52119 | 0.29347 | 0.32166 | 0.32909 | 0.43153
2012-07-12 20:00 | 0.21265 | 0.18331 | 0.19043 | 0.09125 | 0.52119 | 0.52119 | 0.52119 | 0.52119 | 0.30854 | 0.33787 | 0.33076 | 0.42994
2012-07-12 21:00 | 0.19974 | 0.17466 | 0.18764 | 0.089637 | 0.52119 | 0.52119 | 0.52119 | 0.52119 | 0.32145 | 0.34653 | 0.33355 | 0.43155
2012-07-12 22:00 | 0.18771 | 0.13913 | 0.18622 | 0.085412 | 0.52119 | 0.52119 | 0.52119 | 0.52119 | 0.33348 | 0.38206 | 0.33497 | 0.43578
2012-07-12 23:00 | 0.17977 | 0.10943 | 0.1796 | 0.083363 | 0.52119 | 0.52119 | 0.52119 | 0.52119 | 0.34141 | 0.41176 | 0.34158 | 0.43783
2012-07-13 | 0.17634 | 0.098514 | 0.17239 | 0.086507 | 0.52119 | 0.52119 | 0.52119 | 0.52119 | 0.34485 | 0.42267 | 0.3488 | 0.43468
2012-07-13 01:00 | 0.17624 | 0.10042 | 0.17309 | 0.087093 | 0.52119 | 0.52119 | 0.52119 | 0.52119 | 0.34495 | 0.42076 | 0.34809 | 0.4341
2012-07-13 02:00 | 0.17014 | 0.10297 | 0.17692 | 0.085989 | 0.52119 | 0.52119 | 0.52119 | 0.52119 | 0.35104 | 0.41822 | 0.34427 | 0.4352
2012-07-13 03:00 | 0.18198 | 0.111 | 0.18313 | 0.087264 | 0.52119 | 0.52119 | 0.52119 | 0.52119 | 0.33921 | 0.41019 | 0.33806 | 0.43392
2012-07-13 04:00 | 0.20028 | 0.1262 | 0.18448 | 0.089239 | 0.52119 | 0.52119 | 0.52119 | 0.52119 | 0.3209 | 0.39499 | 0.33671 | 0.43195
2012-07-13 05:00 | 0.22416 | 0.14605 | 0.18699 | 0.092593 | 0.52119 | 0.52119 | 0.52119 | 0.52119 | 0.29703 | 0.37514 | 0.33419 | 0.4286
2012-07-13 06:00 | 0.25713 | 0.22911 | 0.19219 | 0.095836 | 0.52119 | 0.52119 | 0.52119 | 0.52119 | 0.26406 | 0.29208 | 0.32899 | 0.42535
2012-07-13 07:00 | 0.28897 | 0.29264 | 0.19025 | 0.097088 | 0.52119 | 0.52119 | 0.52119 | 0.52119 | 0.23222 | 0.22854 | 0.33094 | 0.4241
2012-07-13 08:00 | 0.29475 | 0.31939 | 0.18528 | 0.095715 | 0.52119 | 0.52119 | 0.52119 | 0.52119 | 0.22644 | 0.2018 | 0.3359 | 0.42547
2012-07-13 09:00 | 0.29294 | 0.31023 | 0.18004 | 0.09532 | 0.52119 | 0.52119 | 0.52119 | 0.52119 | 0.22824 | 0.21096 | 0.34115 | 0.42587
2012-07-13 10:00 | 0.2884 | 0.30829 | 0.17812 | 0.095205 | 0.52119 | 0.52119 | 0.52119 | 0.52119 | 0.23279 | 0.2129 | 0.34307 | 0.42598
2012-07-13 11:00 | 0.28686 | 0.31016 | 0.18009 | 0.094848 | 0.52119 | 0.52119 | 0.52119 | 0.52119 | 0.23433 | 0.21103 | 0.3411 | 0.42634
2012-07-13 12:00 | 0.29142 | 0.30917 | 0.18304 | 0.096442 | 0.52119 | 0.52119 | 0.52119 | 0.52119 | 0.22977 | 0.21202 | 0.33815 | 0.42475
2012-07-13 13:00 | 0.29125 | 0.30661 | 0.18153 | 0.095946 | 0.52119 | 0.52119 | 0.52119 | 0.52119 | 0.22994 | 0.21457 | 0.33966 | 0.42524
2012-07-13 14:00 | 0.28509 | 0.30528 | 0.18491 | 0.095562 | 0.52119 | 0.52119 | 0.52119 | 0.52119 | 0.2361 | 0.21591 | 0.33628 | 0.42563
2012-07-13 15:00 | 0.28139 | 0.30007 | 0.18685 | 0.096436 | 0.52119 | 0.52119 | 0.52119 | 0.52119 | 0.23979 | 0.22112 | 0.33434 | 0.42475
2012-07-13 16:00 | 0.28257 | 0.29784 | 0.18842 | 0.094312 | 0.52119 | 0.52119 | 0.52119 | 0.52119 | 0.23862 | 0.22335 | 0.33277 | 0.42688
2012-07-13 17:00 | 0.28199 | 0.28361 | 0.1884 | 0.093877 | 0.52119 | 0.52119 | 0.52119 | 0.52119 | 0.23919 | 0.23758 | 0.33279 | 0.42731
2012-07-13 18:00 | 0.24901 | 0.24351 | 0.19233 | 0.093506 | 0.52119 | 0.52119 | 0.52119 | 0.52119 | 0.27218 | 0.27767 | 0.32886 | 0.42768
2012-07-13 19:00 | 0.2275 | 0.19955 | 0.19347 | 0.089781 | 0.52119 | 0.52119 | 0.52119 | 0.52119 | 0.29369 | 0.32163 | 0.32772 | 0.43141
2012-07-13 20:00 | 0.21237 | 0.18337 | 0.19179 | 0.092966 | 0.52119 | 0.52119 | 0.52119 | 0.52119 | 0.30882 | 0.33782 | 0.3294 | 0.42822
2012-07-13 21:00 | 0.19972 | 0.17477 | 0.18944 | 0.091785 | 0.52119 | 0.52119 | 0.52119 | 0.52119 | 0.32147 | 0.34642 | 0.33175 | 0.4294
2012-07-13 22:00 | 0.18753 | 0.139 | 0.18753 | 0.087633 | 0.52119 | 0.52119 | 0.52119 | 0.52119 | 0.33365 | 0.38219 | 0.33366 | 0.43356
2012-07-13 23:00 | 0.18004 | 0.10956 | 0.1806 | 0.085429 | 0.52119 | 0.52119 | 0.52119 | 0.52119 | 0.34115 | 0.41163 | 0.34059 | 0.43576
2012-07-14 | 0.17491 | 0.10701 | 0.17812 | 0.088096 | 0.52119 | 0.52119 | 0.52119 | 0.52119 | 0.34628 | 0.41417 | 0.34306 | 0.43309
2012-07-14 01:00 | 0.17283 | 0.10235 | 0.17361 | 0.085227 | 0.52119 | 0.52119 | 0.52119 | 0.52119 | 0.34836 | 0.41883 | 0.34758 | 0.43596
2012-07-14 02:00 | 0.1738 | 0.10131 | 0.17485 | 0.08589 | 0.52119 | 0.52119 | 0.52119 | 0.52119 | 0.34739 | 0.41988 | 0.34634 | 0.4353
2012-07-14 03:00 | 0.17421 | 0.10255 | 0.17364 | 0.085965 | 0.52119 | 0.52119 | 0.52119 | 0.52119 | 0.34698 | 0.41864 | 0.34755 | 0.43522
2012-07-14 04:00 | 0.1744 | 0.10637 | 0.17321 | 0.086019 | 0.52119 | 0.52119 | 0.52119 | 0.52119 | 0.34679 | 0.41482 | 0.34798 | 0.43517
2012-07-14 05:00 | 0.17658 | 0.10995 | 0.17656 | 0.08441 | 0.52119 | 0.52119 | 0.52119 | 0.52119 | 0.3446 | 0.41124 | 0.34463 | 0.43678
2012-07-14 06:00 | 0.19378 | 0.12723 | 0.17594 | 0.089118 | 0.52119 | 0.52119 | 0.52119 | 0.52119 | 0.32741 | 0.39396 | 0.34525 | 0.43207
2012-07-14 07:00 | 0.2001 | 0.15546 | 0.17138 | 0.088704 | 0.52119 | 0.52119 | 0.52119 | 0.52119 | 0.32108 | 0.36573 | 0.34981 | 0.43248
2012-07-14 08:00 | 0.21997 | 0.20728 | 0.17324 | 0.091226 | 0.52119 | 0.52119 | 0.52119 | 0.52119 | 0.30122 | 0.31391 | 0.34795 | 0.42996
2012-07-14 09:00 | 0.22774 | 0.21909 | 0.17325 | 0.089265 | 0.52119 | 0.52119 | 0.52119 | 0.52119 | 0.29345 | 0.3021 | 0.34794 | 0.43192
2012-07-14 10:00 | 0.23378 | 0.21764 | 0.17396 | 0.090946 | 0.52119 | 0.52119 | 0.52119 | 0.52119 | 0.2874 | 0.30355 | 0.34722 | 0.43024
2012-07-14 11:00 | 0.2339 | 0.22213 | 0.17399 | 0.092726 | 0.52119 | 0.52119 | 0.52119 | 0.52119 | 0.28729 | 0.29905 | 0.34719 | 0.42846
2012-07-14 12:00 | 0.23164 | 0.22007 | 0.17805 | 0.091445 | 0.52119 | 0.52119 | 0.52119 | 0.52119 | 0.28955 | 0.30112 | 0.34314 | 0.42974
2012-07-14 13:00 | 0.22622 | 0.2101 | 0.17793 | 0.091037 | 0.52119 | 0.52119 | 0.52119 | 0.52119 | 0.29497 | 0.31109 | 0.34326 | 0.43015
2012-07-14 14:00 | 0.22556 | 0.20404 | 0.18105 | 0.092229 | 0.52119 | 0.52119 | 0.52119 | 0.52119 | 0.29562 | 0.31715 | 0.34014 | 0.42896
2012-07-14 15:00 | 0.22148 | 0.17816 | 0.18055 | 0.087985 | 0.52119 | 0.52119 | 0.52119 | 0.52119 | 0.29971 | 0.34302 | 0.34064 | 0.4332
2012-07-14 16:00 | 0.21657 | 0.16407 | 0.18349 | 0.088063 | 0.52119 | 0.52119 | 0.52119 | 0.52119 | 0.30462 | 0.35712 | 0.3377 | 0.43313
2012-07-14 17:00 | 0.21067 | 0.15576 | 0.18353 | 0.085527 | 0.52119 | 0.52119 | 0.52119 | 0.52119 | 0.31052 | 0.36543 | 0.33766 | 0.43566
2012-07-14 18:00 | 0.20563 | 0.14975 | 0.18651 | 0.08253 | 0.52119 | 0.52119 | 0.52119 | 0.52119 | 0.31555 | 0.37144 | 0.33468 | 0.43866
2012-07-14 19:00 | 0.19558 | 0.13929 | 0.18576 | 0.082682 | 0.52119 | 0.52119 | 0.52119 | 0.52119 | 0.32561 | 0.3819 | 0.33543 | 0.43851
2012-07-14 20:00 | 0.19399 | 0.13217 | 0.18766 | 0.082958 | 0.52119 | 0.52119 | 0.52119 | 0.52119 | 0.3272 | 0.38902 | 0.33353 | 0.43823
2012-07-14 21:00 | 0.19152 | 0.12892 | 0.18591 | 0.084417 | 0.52119 | 0.52119 | 0.52119 | 0.52119 | 0.32967 | 0.39227 | 0.33527 | 0.43677
2012-07-14 22:00 | 0.18832 | 0.12246 | 0.18531 | 0.08357 | 0.52119 | 0.52119 | 0.52119 | 0.52119 | 0.33287 | 0.39873 | 0.33588 | 0.43762
2012-07-14 23:00 | 0.18673 | 0.11012 | 0.18218 | 0.083027 | 0.52119 | 0.52119 | 0.52119 | 0.52119 | 0.33446 | 0.41107 | 0.33901 | 0.43816
2012-07-15 | 0.17526 | 0.10777 | 0.17796 | 0.088657 | 0.52119 | 0.52119 | 0.52119 | 0.52119 | 0.34592 | 0.41342 | 0.34323 | 0.43253
2012-07-15 01:00 | 0.17308 | 0.1032 | 0.17484 | 0.08529 | 0.52119 | 0.52119 | 0.52119 | 0.52119 | 0.34811 | 0.41799 | 0.34635 | 0.4359
2012-07-15 02:00 | 0.17403 | 0.1025 | 0.17517 | 0.085941 | 0.52119 | 0.52119 | 0.52119 | 0.52119 | 0.34716 | 0.41869 | 0.34602 | 0.43525
2012-07-15 03:00 | 0.1744 | 0.10343 | 0.17507 | 0.086304 | 0.52119 | 0.52119 | 0.52119 | 0.52119 | 0.34679 | 0.41776 | 0.34612 | 0.43488
2012-07-15 04:00 | 0.1743 | 0.10726 | 0.17433 | 0.086482 | 0.52119 | 0.52119 | 0.52119 | 0.52119 | 0.34689 | 0.41393 | 0.34686 | 0.43471
2012-07-15 05:00 | 0.17668 | 0.11126 | 0.17787 | 0.085075 | 0.52119 | 0.52119 | 0.52119 | 0.52119 | 0.34451 | 0.40993 | 0.34331 | 0.43611
2012-07-15 06:00 | 0.19275 | 0.12846 | 0.17867 | 0.090316 | 0.52119 | 0.52119 | 0.52119 | 0.52119 | 0.32844 | 0.39273 | 0.34252 | 0.43087
2012-07-15 07:00 | 0.20256 | 0.16095 | 0.17719 | 0.090138 | 0.52119 | 0.52119 | 0.52119 | 0.52119 | 0.31863 | 0.36024 | 0.344 | 0.43105
2012-07-15 08:00 | 0.22217 | 0.20842 | 0.1767 | 0.092085 | 0.52119 | 0.52119 | 0.52119 | 0.52119 | 0.29902 | 0.31277 | 0.34448 | 0.4291
2012-07-15 09:00 | 0.22813 | 0.22011 | 0.1748 | 0.089641 | 0.52119 | 0.52119 | 0.52119 | 0.52119 | 0.29306 | 0.30107 | 0.34639 | 0.43155
2012-07-15 10:00 | 0.2338 | 0.21944 | 0.17578 | 0.091333 | 0.52119 | 0.52119 | 0.52119 | 0.52119 | 0.28739 | 0.30175 | 0.3454 | 0.42986
2012-07-15 11:00 | 0.23391 | 0.22405 | 0.17382 | 0.092066 | 0.52119 | 0.52119 | 0.52119 | 0.52119 | 0.28728 | 0.29714 | 0.34737 | 0.42912
2012-07-15 12:00 | 0.23054 | 0.2219 | 0.17595 | 0.090947 | 0.52119 | 0.52119 | 0.52119 | 0.52119 | 0.29064 | 0.29929 | 0.34524 | 0.43024
2012-07-15 13:00 | 0.22487 | 0.21198 | 0.17666 | 0.090119 | 0.52119 | 0.52119 | 0.52119 | 0.52119 | 0.29632 | 0.30921 | 0.34452 | 0.43107
2012-07-15 14:00 | 0.2252 | 0.2052 | 0.17999 | 0.092472 | 0.52119 | 0.52119 | 0.52119 | 0.52119 | 0.29599 | 0.31599 | 0.34119 | 0.42872
2012-07-15 15:00 | 0.22207 | 0.17775 | 0.17973 | 0.087187 | 0.52119 | 0.52119 | 0.52119 | 0.52119 | 0.29912 | 0.34344 | 0.34146 | 0.434
2012-07-15 16:00 | 0.21733 | 0.16467 | 0.18097 | 0.087111 | 0.52119 | 0.52119 | 0.52119 | 0.52119 | 0.30386 | 0.35652 | 0.34022 | 0.43408
2012-07-15 17:00 | 0.20775 | 0.15484 | 0.18102 | 0.085702 | 0.52119 | 0.52119 | 0.52119 | 0.52119 | 0.31344 | 0.36635 | 0.34017 | 0.43549
2012-07-15 18:00 | 0.2046 | 0.14943 | 0.1844 | 0.082718 | 0.52119 | 0.52119 | 0.52119 | 0.52119 | 0.31659 | 0.37176 | 0.33679 | 0.43847
2012-07-15 19:00 | 0.19509 | 0.13848 | 0.18493 | 0.08294 | 0.52119 | 0.52119 | 0.52119 | 0.52119 | 0.3261 | 0.38271 | 0.33626 | 0.43825
2012-07-15 20:00 | 0.19354 | 0.13177 | 0.18716 | 0.083256 | 0.52119 | 0.52119 | 0.52119 | 0.52119 | 0.32765 | 0.38942 | 0.33403 | 0.43793
2012-07-15 21:00 | 0.19156 | 0.1283 | 0.18481 | 0.083516 | 0.52119 | 0.52119 | 0.52119 | 0.52119 | 0.32963 | 0.39289 | 0.33638 | 0.43767
2012-07-15 22:00 | 0.18781 | 0.12216 | 0.18419 | 0.083826 | 0.52119 | 0.52119 | 0.52119 | 0.52119 | 0.33338 | 0.39903 | 0.337 | 0.43736
2012-07-15 23:00 | 0.18498 | 0.10986 | 0.18045 | 0.083221 | 0.52119 | 0.52119 | 0.52119 | 0.52119 | 0.33621 | 0.41133 | 0.34074 | 0.43797
2012-07-16 | 0.17719 | 0.098451 | 0.17337 | 0.086192 | 0.52119 | 0.52119 | 0.52119 | 0.52119 | 0.344 | 0.42274 | 0.34782 | 0.435
2012-07-16 01:00 | 0.17546 | 0.1009 | 0.1744 | 0.086799 | 0.52119 | 0.52119 | 0.52119 | 0.52119 | 0.34573 | 0.42029 | 0.34678 | 0.43439
2012-07-16 02:00 | 0.1709 | 0.10334 | 0.17769 | 0.086659 | 0.52119 | 0.52119 | 0.52119 | 0.52119 | 0.35029 | 0.41785 | 0.3435 | 0.43453
2012-07-16 03:00 | 0.18238 | 0.11137 | 0.18375 | 0.087314 | 0.52119 | 0.52119 | 0.52119 | 0.52119 | 0.3388 | 0.40982 | 0.33744 | 0.43387
2012-07-16 04:00 | 0.20098 | 0.12661 | 0.18592 | 0.089939 | 0.52119 | 0.52119 | 0.52119 | 0.52119 | 0.32021 | 0.39458 | 0.33527 | 0.43125
2012-07-16 05:00 | 0.22556 | 0.1468 | 0.18859 | 0.092789 | 0.52119 | 0.52119 | 0.52119 | 0.52119 | 0.29563 | 0.37439 | 0.33259 | 0.4284
2012-07-16 06:00 | 0.25992 | 0.22992 | 0.1912 | 0.09601 | 0.52119 | 0.52119 | 0.52119 | 0.52119 | 0.26127 | 0.29127 | 0.32998 | 0.42518
2012-07-16 07:00 | 0.28535 | 0.29325 | 0.18695 | 0.095272 | 0.52119 | 0.52119 | 0.52119 | 0.52119 | 0.23584 | 0.22794 | 0.33424 | 0.42592
2012-07-16 08:00 | 0.29399 | 0.31963 | 0.18342 | 0.095669 | 0.52119 | 0.52119 | 0.52119 | 0.52119 | 0.2272 | 0.20155 | 0.33777 | 0.42552
2012-07-16 09:00 | 0.29213 | 0.30904 | 0.18081 | 0.094865 | 0.52119 | 0.52119 | 0.52119 | 0.52119 | 0.22906 | 0.21215 | 0.34038 | 0.42632
2012-07-16 10:00 | 0.28877 | 0.30621 | 0.17839 | 0.094911 | 0.52119 | 0.52119 | 0.52119 | 0.52119 | 0.23242 | 0.21498 | 0.3428 | 0.42628
2012-07-16 11:00 | 0.287 | 0.30946 | 0.17813 | 0.094835 | 0.52119 | 0.52119 | 0.52119 | 0.52119 | 0.23419 | 0.21173 | 0.34305 | 0.42635
2012-07-16 12:00 | 0.29209 | 0.30649 | 0.1801 | 0.096213 | 0.52119 | 0.52119 | 0.52119 | 0.52119 | 0.22909 | 0.2147 | 0.34109 | 0.42497
2012-07-16 13:00 | 0.29198 | 0.30434 | 0.17792 | 0.095806 | 0.52119 | 0.52119 | 0.52119 | 0.52119 | 0.22921 | 0.21685 | 0.34327 | 0.42538
2012-07-16 14:00 | 0.28842 | 0.30463 | 0.1831 | 0.095805 | 0.52119 | 0.52119 | 0.52119 | 0.52119 | 0.23277 | 0.21656 | 0.33809 | 0.42538
2012-07-16 15:00 | 0.28422 | 0.29934 | 0.18282 | 0.096072 | 0.52119 | 0.52119 | 0.52119 | 0.52119 | 0.23696 | 0.22184 | 0.33837 | 0.42512
2012-07-16 16:00 | 0.28469 | 0.29769 | 0.18696 | 0.094076 | 0.52119 | 0.52119 | 0.52119 | 0.52119 | 0.2365 | 0.2235 | 0.33422 | 0.42711
2012-07-16 17:00 | 0.28172 | 0.28268 | 0.18651 | 0.093209 | 0.52119 | 0.52119 | 0.52119 | 0.52119 | 0.23947 | 0.23851 | 0.33468 | 0.42798
2012-07-16 18:00 | 0.24878 | 0.24483 | 0.19119 | 0.09341 | 0.52119 | 0.52119 | 0.52119 | 0.52119 | 0.27241 | 0.27636 | 0.32999 | 0.42778
2012-07-16 19:00 | 0.22658 | 0.19943 | 0.19235 | 0.089696 | 0.52119 | 0.52119 | 0.52119 | 0.52119 | 0.29461 | 0.32176 | 0.32884 | 0.43149
2012-07-16 20:00 | 0.2119 | 0.18339 | 0.19063 | 0.091594 | 0.52119 | 0.52119 | 0.52119 | 0.52119 | 0.30929 | 0.3378 | 0.33056 | 0.42959
2012-07-16 21:00 | 0.1986 | 0.1749 | 0.18831 | 0.090678 | 0.52119 | 0.52119 | 0.52119 | 0.52119 | 0.32259 | 0.34629 | 0.33288 | 0.43051
2012-07-16 22:00 | 0.18711 | 0.13923 | 0.18691 | 0.086974 | 0.52119 | 0.52119 | 0.52119 | 0.52119 | 0.33408 | 0.38196 | 0.33427 | 0.43421
2012-07-16 23:00 | 0.18022 | 0.10939 | 0.1803 | 0.084596 | 0.52119 | 0.52119 | 0.52119 | 0.52119 | 0.34097 | 0.4118 | 0.34089 | 0.43659
2012-07-17 | 0.17696 | 0.098421 | 0.17051 | 0.086281 | 0.52119 | 0.52119 | 0.52119 | 0.52119 | 0.34423 | 0.42277 | 0.35067 | 0.43491
2012-07-17 01:00 | 0.17665 | 0.10074 | 0.17116 | 0.086919 | 0.52119 | 0.52119 | 0.52119 | 0.52119 | 0.34454 | 0.42045 | 0.35003 | 0.43427
2012-07-17 02:00 | 0.17088 | 0.10337 | 0.17368 | 0.086215 | 0.52119 | 0.52119 | 0.52119 | 0.52119 | 0.35031 | 0.41782 | 0.34751 | 0.43497
2012-07-17 03:00 | 0.18237 | 0.11148 | 0.18024 | 0.087314 | 0.52119 | 0.52119 | 0.52119 | 0.52119 | 0.33881 | 0.40971 | 0.34095 | 0.43387
2012-07-17 04:00 | 0.2011 | 0.12669 | 0.18238 | 0.089557 | 0.52119 | 0.52119 | 0.52119 | 0.52119 | 0.32009 | 0.39449 | 0.33881 | 0.43163
2012-07-17 05:00 | 0.22509 | 0.14659 | 0.18403 | 0.092633 | 0.52119 | 0.52119 | 0.52119 | 0.52119 | 0.2961 | 0.37459 | 0.33715 | 0.42856
2012-07-17 06:00 | 0.25883 | 0.22978 | 0.18768 | 0.096025 | 0.52119 | 0.52119 | 0.52119 | 0.52119 | 0.26236 | 0.29141 | 0.33351 | 0.42516
2012-07-17 07:00 | 0.28703 | 0.29373 | 0.18186 | 0.094094 | 0.52119 | 0.52119 | 0.52119 | 0.52119 | 0.23416 | 0.22745 | 0.33933 | 0.42709
2012-07-17 08:00 | 0.29485 | 0.31959 | 0.17983 | 0.095494 | 0.52119 | 0.52119 | 0.52119 | 0.52119 | 0.22634 | 0.2016 | 0.34136 | 0.42569
2012-07-17 09:00 | 0.2921 | 0.30898 | 0.17796 | 0.094765 | 0.52119 | 0.52119 | 0.52119 | 0.52119 | 0.22909 | 0.21221 | 0.34322 | 0.42642
2012-07-17 10:00 | 0.28917 | 0.30584 | 0.1766 | 0.09484 | 0.52119 | 0.52119 | 0.52119 | 0.52119 | 0.23202 | 0.21535 | 0.34459 | 0.42635
2012-07-17 11:00 | 0.28742 | 0.30885 | 0.17749 | 0.095111 | 0.52119 | 0.52119 | 0.52119 | 0.52119 | 0.23377 | 0.21234 | 0.3437 | 0.42608
2012-07-17 12:00 | 0.29192 | 0.30604 | 0.17846 | 0.09665 | 0.52119 | 0.52119 | 0.52119 | 0.52119 | 0.22926 | 0.21515 | 0.34273 | 0.42454
2012-07-17 13:00 | 0.29187 | 0.30482 | 0.17608 | 0.096473 | 0.52119 | 0.52119 | 0.52119 | 0.52119 | 0.22931 | 0.21636 | 0.3451 | 0.42472
2012-07-17 14:00 | 0.28893 | 0.30429 | 0.18046 | 0.096381 | 0.52119 | 0.52119 | 0.52119 | 0.52119 | 0.23226 | 0.2169 | 0.34073 | 0.42481
2012-07-17 15:00 | 0.28467 | 0.29915 | 0.18182 | 0.096697 | 0.52119 | 0.52119 | 0.52119 | 0.52119 | 0.23652 | 0.22204 | 0.33936 | 0.42449
2012-07-17 16:00 | 0.28487 | 0.2977 | 0.18402 | 0.09431 | 0.52119 | 0.52119 | 0.52119 | 0.52119 | 0.23632 | 0.22349 | 0.33717 | 0.42688
2012-07-17 17:00 | 0.28202 | 0.28297 | 0.1843 | 0.093376 | 0.52119 | 0.52119 | 0.52119 | 0.52119 | 0.23917 | 0.23822 | 0.33689 | 0.42781
2012-07-17 18:00 | 0.24884 | 0.24494 | 0.18895 | 0.093434 | 0.52119 | 0.52119 | 0.52119 | 0.52119 | 0.27235 | 0.27625 | 0.33224 | 0.42775
2012-07-17 19:00 | 0.22649 | 0.19936 | 0.18972 | 0.089665 | 0.52119 | 0.52119 | 0.52119 | 0.52119 | 0.29469 | 0.32182 | 0.33147 | 0.43152
2012-07-17 20:00 | 0.21185 | 0.18326 | 0.18809 | 0.091246 | 0.52119 | 0.52119 | 0.52119 | 0.52119 | 0.30934 | 0.33793 | 0.33309 | 0.42994
2012-07-17 21:00 | 0.19879 | 0.1749 | 0.18659 | 0.090678 | 0.52119 | 0.52119 | 0.52119 | 0.52119 | 0.3224 | 0.34629 | 0.3346 | 0.43051
2012-07-17 22:00 | 0.18747 | 0.1392 | 0.18509 | 0.086974 | 0.52119 | 0.52119 | 0.52119 | 0.52119 | 0.33371 | 0.38199 | 0.33609 | 0.43421
2012-07-17 23:00 | 0.18015 | 0.10938 | 0.17813 | 0.084596 | 0.52119 | 0.52119 | 0.52119 | 0.52119 | 0.34104 | 0.41181 | 0.34306 | 0.43659
2012-07-18 | 0.17687 | 0.098401 | 0.17221 | 0.086562 | 0.52119 | 0.52119 | 0.52119 | 0.52119 | 0.34431 | 0.42279 | 0.34898 | 0.43463
2012-07-18 01:00 | 0.17653 | 0.10072 | 0.17252 | 0.087179 | 0.52119 | 0.52119 | 0.52119 | 0.52119 | 0.34466 | 0.42046 | 0.34866 | 0.43401
2012-07-18 02:00 | 0.17127 | 0.10332 | 0.17544 | 0.086655 | 0.52119 | 0.52119 | 0.52119 | 0.52119 | 0.34992 | 0.41787 | 0.34575 | 0.43453
2012-07-18 03:00 | 0.18252 | 0.1114 | 0.18142 | 0.087301 | 0.52119 | 0.52119 | 0.52119 | 0.52119 | 0.33866 | 0.40979 | 0.33977 | 0.43389
2012-07-18 04:00 | 0.20114 | 0.12661 | 0.18301 | 0.089971 | 0.52119 | 0.52119 | 0.52119 | 0.52119 | 0.32005 | 0.39458 | 0.33818 | 0.43122
2012-07-18 05:00 | 0.22531 | 0.14664 | 0.18516 | 0.092846 | 0.52119 | 0.52119 | 0.52119 | 0.52119 | 0.29588 | 0.37455 | 0.33602 | 0.42834
2012-07-18 06:00 | 0.25944 | 0.22967 | 0.18908 | 0.096158 | 0.52119 | 0.52119 | 0.52119 | 0.52119 | 0.26175 | 0.29152 | 0.33211 | 0.42503
2012-07-18 07:00 | 0.28629 | 0.29439 | 0.1836 | 0.094918 | 0.52119 | 0.52119 | 0.52119 | 0.52119 | 0.23489 | 0.2268 | 0.33758 | 0.42627
2012-07-18 08:00 | 0.29526 | 0.31933 | 0.17945 | 0.095198 | 0.52119 | 0.52119 | 0.52119 | 0.52119 | 0.22593 | 0.20186 | 0.34173 | 0.42599
2012-07-18 09:00 | 0.29355 | 0.30925 | 0.17831 | 0.094141 | 0.52119 | 0.52119 | 0.52119 | 0.52119 | 0.22764 | 0.21194 | 0.34288 | 0.42705
2012-07-18 10:00 | 0.29008 | 0.3065 | 0.17417 | 0.094295 | 0.52119 | 0.52119 | 0.52119 | 0.52119 | 0.23111 | 0.21469 | 0.34702 | 0.42689
2012-07-18 11:00 | 0.28795 | 0.30894 | 0.17665 | 0.094798 | 0.52119 | 0.52119 | 0.52119 | 0.52119 | 0.23324 | 0.21224 | 0.34454 | 0.42639
2012-07-18 12:00 | 0.29097 | 0.30562 | 0.17825 | 0.096457 | 0.52119 | 0.52119 | 0.52119 | 0.52119 | 0.23022 | 0.21556 | 0.34294 | 0.42473
2012-07-18 13:00 | 0.2907 | 0.30407 | 0.17674 | 0.096145 | 0.52119 | 0.52119 | 0.52119 | 0.52119 | 0.23049 | 0.21712 | 0.34444 | 0.42504
2012-07-18 14:00 | 0.29013 | 0.30391 | 0.18031 | 0.096347 | 0.52119 | 0.52119 | 0.52119 | 0.52119 | 0.23106 | 0.21728 | 0.34087 | 0.42484
2012-07-18 15:00 | 0.28795 | 0.29882 | 0.18174 | 0.096742 | 0.52119 | 0.52119 | 0.52119 | 0.52119 | 0.23323 | 0.22237 | 0.33944 | 0.42445
2012-07-18 16:00 | 0.28734 | 0.29746 | 0.18469 | 0.094377 | 0.52119 | 0.52119 | 0.52119 | 0.52119 | 0.23385 | 0.22373 | 0.3365 | 0.42681
2012-07-18 17:00 | 0.28176 | 0.28295 | 0.18467 | 0.093343 | 0.52119 | 0.52119 | 0.52119 | 0.52119 | 0.23942 | 0.23823 | 0.33652 | 0.42785
2012-07-18 18:00 | 0.2491 | 0.24779 | 0.18862 | 0.093372 | 0.52119 | 0.52119 | 0.52119 | 0.52119 | 0.27209 | 0.2734 | 0.33257 | 0.42782
2012-07-18 19:00 | 0.22659 | 0.20174 | 0.19022 | 0.089625 | 0.52119 | 0.52119 | 0.52119 | 0.52119 | 0.2946 | 0.31945 | 0.33097 | 0.43156
2012-07-18 20:00 | 0.21214 | 0.18377 | 0.18968 | 0.09262 | 0.52119 | 0.52119 | 0.52119 | 0.52119 | 0.30905 | 0.33741 | 0.33151 | 0.42857
2012-07-18 21:00 | 0.19891 | 0.17515 | 0.18786 | 0.091776 | 0.52119 | 0.52119 | 0.52119 | 0.52119 | 0.32228 | 0.34604 | 0.33333 | 0.42941
2012-07-18 22:00 | 0.18778 | 0.13935 | 0.18628 | 0.0877 | 0.52119 | 0.52119 | 0.52119 | 0.52119 | 0.33341 | 0.38184 | 0.33491 | 0.43349
2012-07-18 23:00 | 0.18025 | 0.10942 | 0.17867 | 0.085862 | 0.52119 | 0.52119 | 0.52119 | 0.52119 | 0.34094 | 0.41177 | 0.34252 | 0.43533
2012-07-19 | 0.17719 | 0.098389 | 0.17222 | 0.086626 | 0.52119 | 0.52119 | 0.52119 | 0.52119 | 0.34399 | 0.4228 | 0.34897 | 0.43456
2012-07-19 01:00 | 0.1767 | 0.10063 | 0.17304 | 0.087274 | 0.52119 | 0.52119 | 0.52119 | 0.52119 | 0.34448 | 0.42056 | 0.34815 | 0.43391
2012-07-19 02:00 | 0.17197 | 0.10322 | 0.17618 | 0.087068 | 0.52119 | 0.52119 | 0.52119 | 0.52119 | 0.34922 | 0.41796 | 0.34501 | 0.43412
2012-07-19 03:00 | 0.18287 | 0.1113 | 0.18201 | 0.087445 | 0.52119 | 0.52119 | 0.52119 | 0.52119 | 0.33832 | 0.40989 | 0.33917 | 0.43374
2012-07-19 04:00 | 0.20126 | 0.1264 | 0.1836 | 0.090434 | 0.52119 | 0.52119 | 0.52119 | 0.52119 | 0.31993 | 0.39479 | 0.33758 | 0.43075
2012-07-19 05:00 | 0.22533 | 0.1465 | 0.18607 | 0.093118 | 0.52119 | 0.52119 | 0.52119 | 0.52119 | 0.29586 | 0.37469 | 0.33512 | 0.42807
2012-07-19 06:00 | 0.25848 | 0.22923 | 0.19021 | 0.096211 | 0.52119 | 0.52119 | 0.52119 | 0.52119 | 0.26271 | 0.29196 | 0.33098 | 0.42498
2012-07-19 07:00 | 0.28453 | 0.29302 | 0.1852 | 0.096501 | 0.52119 | 0.52119 | 0.52119 | 0.52119 | 0.23666 | 0.22817 | 0.33599 | 0.42469
2012-07-19 08:00 | 0.29374 | 0.31917 | 0.18176 | 0.095196 | 0.52119 | 0.52119 | 0.52119 | 0.52119 | 0.22745 | 0.20202 | 0.33942 | 0.42599
2012-07-19 09:00 | 0.29199 | 0.30929 | 0.1804 | 0.095143 | 0.52119 | 0.52119 | 0.52119 | 0.52119 | 0.22919 | 0.2119 | 0.34079 | 0.42605
2012-07-19 10:00 | 0.28802 | 0.30664 | 0.17725 | 0.095104 | 0.52119 | 0.52119 | 0.52119 | 0.52119 | 0.23317 | 0.21455 | 0.34394 | 0.42608
2012-07-19 11:00 | 0.28636 | 0.30907 | 0.17693 | 0.095141 | 0.52119 | 0.52119 | 0.52119 | 0.52119 | 0.23483 | 0.21212 | 0.34426 | 0.42605
2012-07-19 12:00 | 0.2912 | 0.30586 | 0.17702 | 0.096521 | 0.52119 | 0.52119 | 0.52119 | 0.52119 | 0.22998 | 0.21532 | 0.34417 | 0.42467
2012-07-19 13:00 | 0.29041 | 0.30392 | 0.17409 | 0.096368 | 0.52119 | 0.52119 | 0.52119 | 0.52119 | 0.23078 | 0.21727 | 0.3471 | 0.42482
2012-07-19 14:00 | 0.28718 | 0.30411 | 0.17872 | 0.096363 | 0.52119 | 0.52119 | 0.52119 | 0.52119 | 0.23401 | 0.21707 | 0.34247 | 0.42483
2012-07-19 15:00 | 0.28359 | 0.29881 | 0.18004 | 0.096691 | 0.52119 | 0.52119 | 0.52119 | 0.52119 | 0.2376 | 0.22238 | 0.34114 | 0.4245
2012-07-19 16:00 | 0.28469 | 0.29738 | 0.18272 | 0.094376 | 0.52119 | 0.52119 | 0.52119 | 0.52119 | 0.23649 | 0.22381 | 0.33847 | 0.42681
2012-07-19 17:00 | 0.2817 | 0.28331 | 0.18457 | 0.093583 | 0.52119 | 0.52119 | 0.52119 | 0.52119 | 0.23949 | 0.23788 | 0.33662 | 0.42761
2012-07-19 18:00 | 0.24948 | 0.24548 | 0.18909 | 0.093553 | 0.52119 | 0.52119 | 0.52119 | 0.52119 | 0.27171 | 0.27571 | 0.3321 | 0.42763
2012-07-19 19:00 | 0.2265 | 0.19986 | 0.19026 | 0.089743 | 0.52119 | 0.52119 | 0.52119 | 0.52119 | 0.29469 | 0.32133 | 0.33092 | 0.43144
2012-07-19 20:00 | 0.21189 | 0.18367 | 0.18922 | 0.092682 | 0.52119 | 0.52119 | 0.52119 | 0.52119 | 0.3093 | 0.33752 | 0.33196 | 0.42851
2012-07-19 21:00 | 0.19887 | 0.17509 | 0.18706 | 0.091625 | 0.52119 | 0.52119 | 0.52119 | 0.52119 | 0.32232 | 0.3461 | 0.33413 | 0.42956
2012-07-19 22:00 | 0.18767 | 0.13954 | 0.18597 | 0.087729 | 0.52119 | 0.52119 | 0.52119 | 0.52119 | 0.33352 | 0.38165 | 0.33522 | 0.43346
2012-07-19 23:00 | 0.17981 | 0.10971 | 0.17845 | 0.085454 | 0.52119 | 0.52119 | 0.52119 | 0.52119 | 0.34138 | 0.41148 | 0.34274 | 0.43573
2012-07-20 | 0.17627 | 0.098666 | 0.17211 | 0.086652 | 0.52119 | 0.52119 | 0.52119 | 0.52119 | 0.34492 | 0.42252 | 0.34908 | 0.43454
2012-07-20 01:00 | 0.17647 | 0.10026 | 0.17248 | 0.087323 | 0.52119 | 0.52119 | 0.52119 | 0.52119 | 0.34472 | 0.42093 | 0.34871 | 0.43387
2012-07-20 02:00 | 0.17074 | 0.10282 | 0.17543 | 0.086592 | 0.52119 | 0.52119 | 0.52119 | 0.52119 | 0.35045 | 0.41837 | 0.34575 | 0.4346
2012-07-20 03:00 | 0.18243 | 0.11082 | 0.18109 | 0.087239 | 0.52119 | 0.52119 | 0.52119 | 0.52119 | 0.33876 | 0.41037 | 0.3401 | 0.43395
2012-07-20 04:00 | 0.20065 | 0.12607 | 0.18212 | 0.089508 | 0.52119 | 0.52119 | 0.52119 | 0.52119 | 0.32054 | 0.39512 | 0.33906 | 0.43168
2012-07-20 05:00 | 0.22451 | 0.14603 | 0.18413 | 0.092765 | 0.52119 | 0.52119 | 0.52119 | 0.52119 | 0.29668 | 0.37515 | 0.33706 | 0.42842
2012-07-20 06:00 | 0.25593 | 0.22902 | 0.18828 | 0.095981 | 0.52119 | 0.52119 | 0.52119 | 0.52119 | 0.26525 | 0.29217 | 0.3329 | 0.42521
2012-07-20 07:00 | 0.28305 | 0.29254 | 0.18352 | 0.096395 | 0.52119 | 0.52119 | 0.52119 | 0.52119 | 0.23813 | 0.22865 | 0.33766 | 0.42479
2012-07-20 08:00 | 0.29275 | 0.31938 | 0.18225 | 0.09546 | 0.52119 | 0.52119 | 0.52119 | 0.52119 | 0.22844 | 0.20181 | 0.33894 | 0.42573
2012-07-20 09:00 | 0.29177 | 0.30945 | 0.18011 | 0.095543 | 0.52119 | 0.52119 | 0.52119 | 0.52119 | 0.22942 | 0.21174 | 0.34107 | 0.42565
2012-07-20 10:00 | 0.28774 | 0.30712 | 0.17664 | 0.095495 | 0.52119 | 0.52119 | 0.52119 | 0.52119 | 0.23345 | 0.21407 | 0.34455 | 0.42569
2012-07-20 11:00 | 0.28596 | 0.31037 | 0.17736 | 0.095347 | 0.52119 | 0.52119 | 0.52119 | 0.52119 | 0.23522 | 0.21082 | 0.34383 | 0.42584
2012-07-20 12:00 | 0.29202 | 0.30844 | 0.17764 | 0.096632 | 0.52119 | 0.52119 | 0.52119 | 0.52119 | 0.22917 | 0.21275 | 0.34355 | 0.42456
2012-07-20 13:00 | 0.29103 | 0.30506 | 0.17388 | 0.096316 | 0.52119 | 0.52119 | 0.52119 | 0.52119 | 0.23016 | 0.21613 | 0.34731 | 0.42487
2012-07-20 14:00 | 0.28663 | 0.30429 | 0.17844 | 0.096175 | 0.52119 | 0.52119 | 0.52119 | 0.52119 | 0.23456 | 0.2169 | 0.34274 | 0.42501
2012-07-20 15:00 | 0.2832 | 0.29924 | 0.18033 | 0.096725 | 0.52119 | 0.52119 | 0.52119 | 0.52119 | 0.23799 | 0.22194 | 0.34086 | 0.42446
2012-07-20 16:00 | 0.28362 | 0.29795 | 0.18241 | 0.094441 | 0.52119 | 0.52119 | 0.52119 | 0.52119 | 0.23757 | 0.22324 | 0.33878 | 0.42675
2012-07-20 17:00 | 0.28203 | 0.28343 | 0.18296 | 0.093894 | 0.52119 | 0.52119 | 0.52119 | 0.52119 | 0.23916 | 0.23776 | 0.33822 | 0.42729
2012-07-20 18:00 | 0.25073 | 0.24481 | 0.1875 | 0.093588 | 0.52119 | 0.52119 | 0.52119 | 0.52119 | 0.27045 | 0.27638 | 0.33368 | 0.4276
2012-07-20 19:00 | 0.22664 | 0.19939 | 0.18976 | 0.089756 | 0.52119 | 0.52119 | 0.52119 | 0.52119 | 0.29455 | 0.3218 | 0.33143 | 0.43143
2012-07-20 20:00 | 0.21161 | 0.18318 | 0.1884 | 0.092313 | 0.52119 | 0.52119 | 0.52119 | 0.52119 | 0.30957 | 0.33801 | 0.33279 | 0.42887
2012-07-20 21:00 | 0.19874 | 0.17466 | 0.18644 | 0.090945 | 0.52119 | 0.52119 | 0.52119 | 0.52119 | 0.32244 | 0.34652 | 0.33474 | 0.43024
2012-07-20 22:00 | 0.18753 | 0.13907 | 0.18501 | 0.086601 | 0.52119 | 0.52119 | 0.52119 | 0.52119 | 0.33365 | 0.38212 | 0.33618 | 0.43459
2012-07-20 23:00 | 0.18005 | 0.10941 | 0.17749 | 0.083363 | 0.52119 | 0.52119 | 0.52119 | 0.52119 | 0.34114 | 0.41178 | 0.3437 | 0.43783
2012-07-21 | 0.17289 | 0.10646 | 0.17159 | 0.087124 | 0.52119 | 0.52119 | 0.52119 | 0.52119 | 0.34829 | 0.41472 | 0.3496 | 0.43406
2012-07-21 01:00 | 0.17148 | 0.1017 | 0.16604 | 0.084706 | 0.52119 | 0.52119 | 0.52119 | 0.52119 | 0.3497 | 0.41949 | 0.35515 | 0.43648
2012-07-21 02:00 | 0.17266 | 0.10025 | 0.16512 | 0.08487 | 0.52119 | 0.52119 | 0.52119 | 0.52119 | 0.34853 | 0.42094 | 0.35607 | 0.43632
2012-07-21 03:00 | 0.17375 | 0.10214 | 0.16776 | 0.085276 | 0.52119 | 0.52119 | 0.52119 | 0.52119 | 0.34744 | 0.41905 | 0.35343 | 0.43591
2012-07-21 04:00 | 0.17442 | 0.1058 | 0.1683 | 0.084993 | 0.52119 | 0.52119 | 0.52119 | 0.52119 | 0.34676 | 0.41539 | 0.35289 | 0.4362
2012-07-21 05:00 | 0.17608 | 0.10981 | 0.17151 | 0.083669 | 0.52119 | 0.52119 | 0.52119 | 0.52119 | 0.34511 | 0.41138 | 0.34968 | 0.43752
2012-07-21 06:00 | 0.1916 | 0.12689 | 0.16845 | 0.087805 | 0.52119 | 0.52119 | 0.52119 | 0.52119 | 0.32959 | 0.3943 | 0.35274 | 0.43338
2012-07-21 07:00 | 0.19679 | 0.15562 | 0.16032 | 0.087544 | 0.52119 | 0.52119 | 0.52119 | 0.52119 | 0.3244 | 0.36556 | 0.36087 | 0.43364
2012-07-21 08:00 | 0.21506 | 0.20841 | 0.15841 | 0.089117 | 0.52119 | 0.52119 | 0.52119 | 0.52119 | 0.30613 | 0.31278 | 0.36278 | 0.43207
2012-07-21 09:00 | 0.22711 | 0.21915 | 0.15755 | 0.087629 | 0.52119 | 0.52119 | 0.52119 | 0.52119 | 0.29408 | 0.30204 | 0.36364 | 0.43356
2012-07-21 10:00 | 0.23271 | 0.21815 | 0.1616 | 0.089667 | 0.52119 | 0.52119 | 0.52119 | 0.52119 | 0.28848 | 0.30304 | 0.35959 | 0.43152
2012-07-21 11:00 | 0.23233 | 0.2246 | 0.16141 | 0.090179 | 0.52119 | 0.52119 | 0.52119 | 0.52119 | 0.28886 | 0.29658 | 0.35978 | 0.43101
2012-07-21 12:00 | 0.22939 | 0.221 | 0.17653 | 0.089953 | 0.52119 | 0.52119 | 0.52119 | 0.52119 | 0.2918 | 0.30018 | 0.34466 | 0.43124
2012-07-21 13:00 | 0.22474 | 0.21004 | 0.17792 | 0.089426 | 0.52119 | 0.52119 | 0.52119 | 0.52119 | 0.29645 | 0.31115 | 0.34327 | 0.43176
2012-07-21 14:00 | 0.22197 | 0.20313 | 0.17983 | 0.09185 | 0.52119 | 0.52119 | 0.52119 | 0.52119 | 0.29922 | 0.31806 | 0.34136 | 0.42934
2012-07-21 15:00 | 0.21811 | 0.17688 | 0.17721 | 0.088023 | 0.52119 | 0.52119 | 0.52119 | 0.52119 | 0.30308 | 0.34431 | 0.34397 | 0.43317
2012-07-21 16:00 | 0.21243 | 0.16252 | 0.18 | 0.08797 | 0.52119 | 0.52119 | 0.52119 | 0.52119 | 0.30876 | 0.35866 | 0.34119 | 0.43322
2012-07-21 17:00 | 0.20501 | 0.15497 | 0.17952 | 0.085824 | 0.52119 | 0.52119 | 0.52119 | 0.52119 | 0.31618 | 0.36622 | 0.34167 | 0.43536
2012-07-21 18:00 | 0.2038 | 0.14945 | 0.18117 | 0.082878 | 0.52119 | 0.52119 | 0.52119 | 0.52119 | 0.31738 | 0.37174 | 0.34002 | 0.43831
2012-07-21 19:00 | 0.19333 | 0.13889 | 0.18134 | 0.083127 | 0.52119 | 0.52119 | 0.52119 | 0.52119 | 0.32786 | 0.3823 | 0.33985 | 0.43806
2012-07-21 20:00 | 0.19139 | 0.13206 | 0.18411 | 0.083439 | 0.52119 | 0.52119 | 0.52119 | 0.52119 | 0.3298 | 0.38913 | 0.33708 | 0.43775
2012-07-21 21:00 | 0.18936 | 0.129 | 0.18109 | 0.083532 | 0.52119 | 0.52119 | 0.52119 | 0.52119 | 0.33182 | 0.39218 | 0.3401 | 0.43766
2012-07-21 22:00 | 0.18599 | 0.12223 | 0.181 | 0.083956 | 0.52119 | 0.52119 | 0.52119 | 0.52119 | 0.33519 | 0.39896 | 0.34019 | 0.43723
2012-07-21 23:00 | 0.1821 | 0.10958 | 0.17621 | 0.083503 | 0.52119 | 0.52119 | 0.52119 | 0.52119 | 0.33908 | 0.41161 | 0.34498 | 0.43768
2012-07-22 | 0.17422 | 0.10676 | 0.1727 | 0.084388 | 0.52119 | 0.52119 | 0.52119 | 0.52119 | 0.34697 | 0.41443 | 0.34849 | 0.4368
2012-07-22 01:00 | 0.17256 | 0.10213 | 0.16798 | 0.082298 | 0.52119 | 0.52119 | 0.52119 | 0.52119 | 0.34863 | 0.41906 | 0.3532 | 0.43889
2012-07-22 02:00 | 0.17326 | 0.10061 | 0.16766 | 0.082618 | 0.52119 | 0.52119 | 0.52119 | 0.52119 | 0.34793 | 0.42057 | 0.35353 | 0.43857
2012-07-22 03:00 | 0.17354 | 0.10214 | 0.1686 | 0.08281 | 0.52119 | 0.52119 | 0.52119 | 0.52119 | 0.34765 | 0.41905 | 0.35259 | 0.43838
2012-07-22 04:00 | 0.17427 | 0.10608 | 0.17094 | 0.083239 | 0.52119 | 0.52119 | 0.52119 | 0.52119 | 0.34692 | 0.41511 | 0.35025 | 0.43795
2012-07-22 05:00 | 0.17601 | 0.11 | 0.17264 | 0.081905 | 0.52119 | 0.52119 | 0.52119 | 0.52119 | 0.34518 | 0.41119 | 0.34855 | 0.43928
2012-07-22 06:00 | 0.19172 | 0.12763 | 0.1705 | 0.087103 | 0.52119 | 0.52119 | 0.52119 | 0.52119 | 0.32947 | 0.39356 | 0.35069 | 0.43409
2012-07-22 07:00 | 0.19636 | 0.15629 | 0.16599 | 0.087438 | 0.52119 | 0.52119 | 0.52119 | 0.52119 | 0.32483 | 0.3649 | 0.35519 | 0.43375
2012-07-22 08:00 | 0.21574 | 0.20861 | 0.16895 | 0.08943 | 0.52119 | 0.52119 | 0.52119 | 0.52119 | 0.30545 | 0.31258 | 0.35223 | 0.43176
2012-07-22 09:00 | 0.22756 | 0.21996 | 0.1681 | 0.087312 | 0.52119 | 0.52119 | 0.52119 | 0.52119 | 0.29363 | 0.30123 | 0.35309 | 0.43388
2012-07-22 10:00 | 0.2327 | 0.21938 | 0.16762 | 0.088126 | 0.52119 | 0.52119 | 0.52119 | 0.52119 | 0.28849 | 0.30181 | 0.35357 | 0.43306
2012-07-22 11:00 | 0.23228 | 0.22435 | 0.16471 | 0.089065 | 0.52119 | 0.52119 | 0.52119 | 0.52119 | 0.28891 | 0.29684 | 0.35648 | 0.43212
2012-07-22 12:00 | 0.22962 | 0.22202 | 0.18028 | 0.088752 | 0.52119 | 0.52119 | 0.52119 | 0.52119 | 0.29157 | 0.29916 | 0.3409 | 0.43244
2012-07-22 13:00 | 0.22374 | 0.21132 | 0.17884 | 0.08907 | 0.52119 | 0.52119 | 0.52119 | 0.52119 | 0.29745 | 0.30987 | 0.34235 | 0.43212
2012-07-22 14:00 | 0.2206 | 0.20387 | 0.18284 | 0.089145 | 0.52119 | 0.52119 | 0.52119 | 0.52119 | 0.30058 | 0.31732 | 0.33835 | 0.43204
2012-07-22 15:00 | 0.21714 | 0.17723 | 0.17722 | 0.086255 | 0.52119 | 0.52119 | 0.52119 | 0.52119 | 0.30405 | 0.34396 | 0.34396 | 0.43493
2012-07-22 16:00 | 0.2113 | 0.16254 | 0.18047 | 0.085856 | 0.52119 | 0.52119 | 0.52119 | 0.52119 | 0.30989 | 0.35865 | 0.34072 | 0.43533
2012-07-22 17:00 | 0.20319 | 0.15509 | 0.18036 | 0.083164 | 0.52119 | 0.52119 | 0.52119 | 0.52119 | 0.318 | 0.3661 | 0.34082 | 0.43802
2012-07-22 18:00 | 0.20347 | 0.14999 | 0.18289 | 0.080185 | 0.52119 | 0.52119 | 0.52119 | 0.52119 | 0.31772 | 0.3712 | 0.3383 | 0.441
2012-07-22 19:00 | 0.19296 | 0.13865 | 0.18135 | 0.080467 | 0.52119 | 0.52119 | 0.52119 | 0.52119 | 0.32823 | 0.38253 | 0.33984 | 0.44072
2012-07-22 20:00 | 0.19018 | 0.13191 | 0.18425 | 0.080876 | 0.52119 | 0.52119 | 0.52119 | 0.52119 | 0.33101 | 0.38928 | 0.33694 | 0.44031
2012-07-22 21:00 | 0.18971 | 0.12861 | 0.18303 | 0.081802 | 0.52119 | 0.52119 | 0.52119 | 0.52119 | 0.33148 | 0.39258 | 0.33816 | 0.43939
2012-07-22 22:00 | 0.1862 | 0.12218 | 0.18201 | 0.081312 | 0.52119 | 0.52119 | 0.52119 | 0.52119 | 0.33499 | 0.39901 | 0.33917 | 0.43988
2012-07-22 23:00 | 0.18251 | 0.10997 | 0.17886 | 0.080739 | 0.52119 | 0.52119 | 0.52119 | 0.52119 | 0.33868 | 0.41122 | 0.34233 | 0.44045
2012-07-23 | 0.1767 | 0.098403 | 0.1722 | 0.083903 | 0.52119 | 0.52119 | 0.52119 | 0.52119 | 0.34449 | 0.42279 | 0.34899 | 0.43728
2012-07-23 01:00 | 0.17564 | 0.10069 | 0.17283 | 0.08452 | 0.52119 | 0.52119 | 0.52119 | 0.52119 | 0.34555 | 0.4205 | 0.34835 | 0.43667
2012-07-23 02:00 | 0.17 | 0.10331 | 0.17628 | 0.084795 | 0.52119 | 0.52119 | 0.52119 | 0.52119 | 0.35119 | 0.41788 | 0.34491 | 0.43639
2012-07-23 03:00 | 0.18176 | 0.11142 | 0.1812 | 0.08547 | 0.52119 | 0.52119 | 0.52119 | 0.52119 | 0.33943 | 0.40976 | 0.33999 | 0.43572
2012-07-23 04:00 | 0.20013 | 0.12614 | 0.18376 | 0.088307 | 0.52119 | 0.52119 | 0.52119 | 0.52119 | 0.32106 | 0.39505 | 0.33743 | 0.43288
2012-07-23 05:00 | 0.22438 | 0.14652 | 0.1858 | 0.090676 | 0.52119 | 0.52119 | 0.52119 | 0.52119 | 0.29681 | 0.37467 | 0.33539 | 0.43051
2012-07-23 06:00 | 0.25737 | 0.23032 | 0.18907 | 0.093658 | 0.52119 | 0.52119 | 0.52119 | 0.52119 | 0.26381 | 0.29087 | 0.33212 | 0.42753
2012-07-23 07:00 | 0.2865 | 0.29363 | 0.18488 | 0.094842 | 0.52119 | 0.52119 | 0.52119 | 0.52119 | 0.23468 | 0.22756 | 0.33631 | 0.42635
2012-07-23 08:00 | 0.29631 | 0.32014 | 0.178 | 0.093035 | 0.52119 | 0.52119 | 0.52119 | 0.52119 | 0.22488 | 0.20105 | 0.34319 | 0.42815
2012-07-23 09:00 | 0.29598 | 0.31214 | 0.17879 | 0.092259 | 0.52119 | 0.52119 | 0.52119 | 0.52119 | 0.22521 | 0.20905 | 0.34239 | 0.42893
2012-07-23 10:00 | 0.28963 | 0.31078 | 0.17534 | 0.092555 | 0.52119 | 0.52119 | 0.52119 | 0.52119 | 0.23156 | 0.2104 | 0.34585 | 0.42863
2012-07-23 11:00 | 0.2883 | 0.30966 | 0.17659 | 0.092672 | 0.52119 | 0.52119 | 0.52119 | 0.52119 | 0.23289 | 0.21153 | 0.34459 | 0.42852
2012-07-23 12:00 | 0.2927 | 0.30604 | 0.17773 | 0.094091 | 0.52119 | 0.52119 | 0.52119 | 0.52119 | 0.22848 | 0.21515 | 0.34346 | 0.4271
2012-07-23 13:00 | 0.2927 | 0.30438 | 0.17923 | 0.093411 | 0.52119 | 0.52119 | 0.52119 | 0.52119 | 0.22848 | 0.21681 | 0.34196 | 0.42778
2012-07-23 14:00 | 0.29095 | 0.30459 | 0.18065 | 0.093814 | 0.52119 | 0.52119 | 0.52119 | 0.52119 | 0.23024 | 0.2166 | 0.34054 | 0.42737
2012-07-23 15:00 | 0.28808 | 0.2994 | 0.18117 | 0.094285 | 0.52119 | 0.52119 | 0.52119 | 0.52119 | 0.23311 | 0.22179 | 0.34002 | 0.4269
2012-07-23 16:00 | 0.28724 | 0.29815 | 0.18464 | 0.092126 | 0.52119 | 0.52119 | 0.52119 | 0.52119 | 0.23394 | 0.22304 | 0.33655 | 0.42906
2012-07-23 17:00 | 0.28188 | 0.28325 | 0.1854 | 0.092062 | 0.52119 | 0.52119 | 0.52119 | 0.52119 | 0.23931 | 0.23794 | 0.33579 | 0.42913
2012-07-23 18:00 | 0.24993 | 0.2468 | 0.18797 | 0.091032 | 0.52119 | 0.52119 | 0.52119 | 0.52119 | 0.27126 | 0.27438 | 0.33322 | 0.43016
2012-07-23 19:00 | 0.22691 | 0.20077 | 0.18969 | 0.087253 | 0.52119 | 0.52119 | 0.52119 | 0.52119 | 0.29427 | 0.32042 | 0.3315 | 0.43394
2012-07-23 20:00 | 0.21211 | 0.18386 | 0.18862 | 0.090114 | 0.52119 | 0.52119 | 0.52119 | 0.52119 | 0.30908 | 0.33733 | 0.33257 | 0.43107
2012-07-23 21:00 | 0.19871 | 0.17523 | 0.18651 | 0.08905 | 0.52119 | 0.52119 | 0.52119 | 0.52119 | 0.32248 | 0.34596 | 0.33468 | 0.43214
2012-07-23 22:00 | 0.18719 | 0.13945 | 0.18478 | 0.085927 | 0.52119 | 0.52119 | 0.52119 | 0.52119 | 0.334 | 0.38173 | 0.33641 | 0.43526
2012-07-23 23:00 | 0.18033 | 0.10952 | 0.17784 | 0.083679 | 0.52119 | 0.52119 | 0.52119 | 0.52119 | 0.34086 | 0.41166 | 0.34335 | 0.43751
2012-07-24 | 0.17726 | 0.098548 | 0.17171 | 0.083798 | 0.52119 | 0.52119 | 0.52119 | 0.52119 | 0.34393 | 0.42264 | 0.34948 | 0.43739
2012-07-24 01:00 | 0.17552 | 0.10117 | 0.17215 | 0.084408 | 0.52119 | 0.52119 | 0.52119 | 0.52119 | 0.34567 | 0.42002 | 0.34903 | 0.43678
2012-07-24 02:00 | 0.17062 | 0.10344 | 0.17554 | 0.084757 | 0.52119 | 0.52119 | 0.52119 | 0.52119 | 0.35057 | 0.41775 | 0.34564 | 0.43643
2012-07-24 03:00 | 0.1821 | 0.11149 | 0.18118 | 0.085246 | 0.52119 | 0.52119 | 0.52119 | 0.52119 | 0.33909 | 0.4097 | 0.34001 | 0.43594
2012-07-24 04:00 | 0.20082 | 0.12635 | 0.18364 | 0.088209 | 0.52119 | 0.52119 | 0.52119 | 0.52119 | 0.32037 | 0.39484 | 0.33755 | 0.43298
2012-07-24 05:00 | 0.22518 | 0.1466 | 0.18594 | 0.090705 | 0.52119 | 0.52119 | 0.52119 | 0.52119 | 0.29601 | 0.37459 | 0.33524 | 0.43048
2012-07-24 06:00 | 0.25951 | 0.23015 | 0.18905 | 0.093918 | 0.52119 | 0.52119 | 0.52119 | 0.52119 | 0.26168 | 0.29104 | 0.33213 | 0.42727
2012-07-24 07:00 | 0.2876 | 0.29407 | 0.1854 | 0.095295 | 0.52119 | 0.52119 | 0.52119 | 0.52119 | 0.23358 | 0.22712 | 0.33579 | 0.42589
2012-07-24 08:00 | 0.29633 | 0.3201 | 0.18299 | 0.093495 | 0.52119 | 0.52119 | 0.52119 | 0.52119 | 0.22486 | 0.20109 | 0.3382 | 0.42769
2012-07-24 09:00 | 0.29576 | 0.31202 | 0.18123 | 0.092535 | 0.52119 | 0.52119 | 0.52119 | 0.52119 | 0.22543 | 0.20917 | 0.33996 | 0.42865
2012-07-24 10:00 | 0.28967 | 0.31045 | 0.17743 | 0.092818 | 0.52119 | 0.52119 | 0.52119 | 0.52119 | 0.23151 | 0.21074 | 0.34376 | 0.42837
2012-07-24 11:00 | 0.28854 | 0.30946 | 0.17802 | 0.092772 | 0.52119 | 0.52119 | 0.52119 | 0.52119 | 0.23265 | 0.21173 | 0.34316 | 0.42842
2012-07-24 12:00 | 0.29309 | 0.30675 | 0.17846 | 0.094309 | 0.52119 | 0.52119 | 0.52119 | 0.52119 | 0.22809 | 0.21444 | 0.34273 | 0.42688
2012-07-24 13:00 | 0.29289 | 0.3053 | 0.17697 | 0.093714 | 0.52119 | 0.52119 | 0.52119 | 0.52119 | 0.2283 | 0.21589 | 0.34422 | 0.42747
2012-07-24 14:00 | 0.28849 | 0.30533 | 0.17977 | 0.093811 | 0.52119 | 0.52119 | 0.52119 | 0.52119 | 0.2327 | 0.21586 | 0.34142 | 0.42738
2012-07-24 15:00 | 0.28489 | 0.29999 | 0.18063 | 0.094164 | 0.52119 | 0.52119 | 0.52119 | 0.52119 | 0.2363 | 0.2212 | 0.34056 | 0.42702
2012-07-24 16:00 | 0.28494 | 0.29859 | 0.18294 | 0.092195 | 0.52119 | 0.52119 | 0.52119 | 0.52119 | 0.23625 | 0.22259 | 0.33824 | 0.42899
2012-07-24 17:00 | 0.28155 | 0.28354 | 0.18395 | 0.093132 | 0.52119 | 0.52119 | 0.52119 | 0.52119 | 0.23964 | 0.23765 | 0.33724 | 0.42806
2012-07-24 18:00 | 0.24941 | 0.24644 | 0.1882 | 0.091223 | 0.52119 | 0.52119 | 0.52119 | 0.52119 | 0.27178 | 0.27475 | 0.33299 | 0.42997
2012-07-24 19:00 | 0.22689 | 0.2004 | 0.1896 | 0.087315 | 0.52119 | 0.52119 | 0.52119 | 0.52119 | 0.2943 | 0.32079 | 0.33159 | 0.43387
2012-07-24 20:00 | 0.21195 | 0.18384 | 0.1888 | 0.09052 | 0.52119 | 0.52119 | 0.52119 | 0.52119 | 0.30924 | 0.33735 | 0.33239 | 0.43067
2012-07-24 21:00 | 0.1986 | 0.17517 | 0.18659 | 0.089609 | 0.52119 | 0.52119 | 0.52119 | 0.52119 | 0.32259 | 0.34602 | 0.3346 | 0.43158
2012-07-24 22:00 | 0.18708 | 0.13936 | 0.18461 | 0.086377 | 0.52119 | 0.52119 | 0.52119 | 0.52119 | 0.33411 | 0.38183 | 0.33657 | 0.43481
2012-07-24 23:00 | 0.18026 | 0.10931 | 0.17794 | 0.08439 | 0.52119 | 0.52119 | 0.52119 | 0.52119 | 0.34092 | 0.41188 | 0.34325 | 0.4368
2012-07-25 | 0.17656 | 0.098403 | 0.17164 | 0.083715 | 0.52119 | 0.52119 | 0.52119 | 0.52119 | 0.34462 | 0.42279 | 0.34955 | 0.43747
2012-07-25 01:00 | 0.17502 | 0.10061 | 0.1718 | 0.084349 | 0.52119 | 0.52119 | 0.52119 | 0.52119 | 0.34617 | 0.42057 | 0.34939 | 0.43684
2012-07-25 02:00 | 0.16984 | 0.10322 | 0.17462 | 0.084719 | 0.52119 | 0.52119 | 0.52119 | 0.52119 | 0.35135 | 0.41797 | 0.34657 | 0.43647
2012-07-25 03:00 | 0.18177 | 0.1113 | 0.17992 | 0.085208 | 0.52119 | 0.52119 | 0.52119 | 0.52119 | 0.33942 | 0.40989 | 0.34127 | 0.43598
2012-07-25 04:00 | 0.20035 | 0.1262 | 0.18228 | 0.088114 | 0.52119 | 0.52119 | 0.52119 | 0.52119 | 0.32084 | 0.39499 | 0.33891 | 0.43307
2012-07-25 05:00 | 0.22475 | 0.14644 | 0.18376 | 0.090649 | 0.52119 | 0.52119 | 0.52119 | 0.52119 | 0.29644 | 0.37475 | 0.33743 | 0.43054
2012-07-25 06:00 | 0.25759 | 0.23018 | 0.1872 | 0.093807 | 0.52119 | 0.52119 | 0.52119 | 0.52119 | 0.2636 | 0.29101 | 0.33399 | 0.42738
2012-07-25 07:00 | 0.28561 | 0.2934 | 0.18607 | 0.096017 | 0.52119 | 0.52119 | 0.52119 | 0.52119 | 0.23558 | 0.22778 | 0.33512 | 0.42517
2012-07-25 08:00 | 0.29378 | 0.32061 | 0.18341 | 0.093789 | 0.52119 | 0.52119 | 0.52119 | 0.52119 | 0.22741 | 0.20058 | 0.33778 | 0.4274
2012-07-25 09:00 | 0.29197 | 0.31054 | 0.18077 | 0.093224 | 0.52119 | 0.52119 | 0.52119 | 0.52119 | 0.22921 | 0.21065 | 0.34042 | 0.42796
2012-07-25 10:00 | 0.2889 | 0.30839 | 0.1784 | 0.093226 | 0.52119 | 0.52119 | 0.52119 | 0.52119 | 0.23229 | 0.2128 | 0.34279 | 0.42796
2012-07-25 11:00 | 0.28685 | 0.3111 | 0.17864 | 0.092936 | 0.52119 | 0.52119 | 0.52119 | 0.52119 | 0.23434 | 0.21008 | 0.34255 | 0.42825
2012-07-25 12:00 | 0.29315 | 0.3089 | 0.17923 | 0.094223 | 0.52119 | 0.52119 | 0.52119 | 0.52119 | 0.22803 | 0.21229 | 0.34196 | 0.42696
2012-07-25 13:00 | 0.29292 | 0.30555 | 0.17823 | 0.093504 | 0.52119 | 0.52119 | 0.52119 | 0.52119 | 0.22827 | 0.21564 | 0.34296 | 0.42768
2012-07-25 14:00 | 0.28923 | 0.30522 | 0.18264 | 0.093742 | 0.52119 | 0.52119 | 0.52119 | 0.52119 | 0.23196 | 0.21597 | 0.33855 | 0.42745
2012-07-25 15:00 | 0.28377 | 0.29968 | 0.17991 | 0.09383 | 0.52119 | 0.52119 | 0.52119 | 0.52119 | 0.23742 | 0.22151 | 0.34128 | 0.42736
2012-07-25 16:00 | 0.28485 | 0.29791 | 0.18209 | 0.091731 | 0.52119 | 0.52119 | 0.52119 | 0.52119 | 0.23634 | 0.22327 | 0.3391 | 0.42946
2012-07-25 17:00 | 0.28138 | 0.28275 | 0.18247 | 0.090919 | 0.52119 | 0.52119 | 0.52119 | 0.52119 | 0.23981 | 0.23844 | 0.33872 | 0.43027
2012-07-25 18:00 | 0.24981 | 0.24609 | 0.18609 | 0.090961 | 0.52119 | 0.52119 | 0.52119 | 0.52119 | 0.27138 | 0.2751 | 0.3351 | 0.43023
2012-07-25 19:00 | 0.22689 | 0.20011 | 0.18797 | 0.087255 | 0.52119 | 0.52119 | 0.52119 | 0.52119 | 0.2943 | 0.32108 | 0.33322 | 0.43393
2012-07-25 20:00 | 0.212 | 0.18373 | 0.18715 | 0.090131 | 0.52119 | 0.52119 | 0.52119 | 0.52119 | 0.30918 | 0.33745 | 0.33404 | 0.43106
2012-07-25 21:00 | 0.19864 | 0.17512 | 0.18538 | 0.089247 | 0.52119 | 0.52119 | 0.52119 | 0.52119 | 0.32255 | 0.34607 | 0.33581 | 0.43194
2012-07-25 22:00 | 0.18713 | 0.13934 | 0.1836 | 0.085588 | 0.52119 | 0.52119 | 0.52119 | 0.52119 | 0.33406 | 0.38185 | 0.33759 | 0.4356
2012-07-25 23:00 | 0.18044 | 0.10939 | 0.17702 | 0.083935 | 0.52119 | 0.52119 | 0.52119 | 0.52119 | 0.34075 | 0.4118 | 0.34416 | 0.43725
2012-07-26 | 0.17703 | 0.098397 | 0.17043 | 0.083609 | 0.52119 | 0.52119 | 0.52119 | 0.52119 | 0.34416 | 0.42279 | 0.35076 | 0.43758
2012-07-26 01:00 | 0.17589 | 0.1006 | 0.17088 | 0.084294 | 0.52119 | 0.52119 | 0.52119 | 0.52119 | 0.34529 | 0.42059 | 0.35031 | 0.43689
2012-07-26 02:00 | 0.17051 | 0.10315 | 0.17468 | 0.084625 | 0.52119 | 0.52119 | 0.52119 | 0.52119 | 0.35068 | 0.41804 | 0.34651 | 0.43656
2012-07-26 03:00 | 0.1821 | 0.11117 | 0.18052 | 0.084993 | 0.52119 | 0.52119 | 0.52119 | 0.52119 | 0.33909 | 0.41001 | 0.34067 | 0.43619
2012-07-26 04:00 | 0.20056 | 0.12628 | 0.1831 | 0.08786 | 0.52119 | 0.52119 | 0.52119 | 0.52119 | 0.32063 | 0.39491 | 0.33809 | 0.43333
2012-07-26 05:00 | 0.22492 | 0.14653 | 0.18528 | 0.090502 | 0.52119 | 0.52119 | 0.52119 | 0.52119 | 0.29626 | 0.37466 | 0.33591 | 0.43069
2012-07-26 06:00 | 0.25893 | 0.22966 | 0.18902 | 0.093749 | 0.52119 | 0.52119 | 0.52119 | 0.52119 | 0.26226 | 0.29153 | 0.33217 | 0.42744
2012-07-26 07:00 | 0.28415 | 0.29365 | 0.18365 | 0.094012 | 0.52119 | 0.52119 | 0.52119 | 0.52119 | 0.23704 | 0.22754 | 0.33754 | 0.42718
2012-07-26 08:00 | 0.29427 | 0.31968 | 0.1811 | 0.092741 | 0.52119 | 0.52119 | 0.52119 | 0.52119 | 0.22692 | 0.20151 | 0.34009 | 0.42845
2012-07-26 09:00 | 0.29289 | 0.30938 | 0.17976 | 0.092444 | 0.52119 | 0.52119 | 0.52119 | 0.52119 | 0.2283 | 0.21181 | 0.34142 | 0.42874
2012-07-26 10:00 | 0.2893 | 0.30648 | 0.17564 | 0.092443 | 0.52119 | 0.52119 | 0.52119 | 0.52119 | 0.23189 | 0.21471 | 0.34555 | 0.42875
2012-07-26 11:00 | 0.28702 | 0.30901 | 0.17702 | 0.092707 | 0.52119 | 0.52119 | 0.52119 | 0.52119 | 0.23417 | 0.21218 | 0.34417 | 0.42848
2012-07-26 12:00 | 0.29211 | 0.30671 | 0.17672 | 0.094072 | 0.52119 | 0.52119 | 0.52119 | 0.52119 | 0.22907 | 0.21448 | 0.34447 | 0.42712
2012-07-26 13:00 | 0.29164 | 0.30407 | 0.1727 | 0.093647 | 0.52119 | 0.52119 | 0.52119 | 0.52119 | 0.22955 | 0.21711 | 0.34849 | 0.42754
2012-07-26 14:00 | 0.28881 | 0.30405 | 0.17805 | 0.093714 | 0.52119 | 0.52119 | 0.52119 | 0.52119 | 0.23237 | 0.21713 | 0.34314 | 0.42747
2012-07-26 15:00 | 0.28702 | 0.29872 | 0.18049 | 0.094282 | 0.52119 | 0.52119 | 0.52119 | 0.52119 | 0.23417 | 0.22247 | 0.34069 | 0.42691
2012-07-26 16:00 | 0.287 | 0.29738 | 0.18356 | 0.091798 | 0.52119 | 0.52119 | 0.52119 | 0.52119 | 0.23419 | 0.22381 | 0.33763 | 0.42939
2012-07-26 17:00 | 0.28214 | 0.28284 | 0.18497 | 0.090836 | 0.52119 | 0.52119 | 0.52119 | 0.52119 | 0.23904 | 0.23834 | 0.33622 | 0.43035
2012-07-26 18:00 | 0.25044 | 0.24709 | 0.18842 | 0.090912 | 0.52119 | 0.52119 | 0.52119 | 0.52119 | 0.27074 | 0.2741 | 0.33277 | 0.43028
2012-07-26 19:00 | 0.22687 | 0.2006 | 0.18979 | 0.087198 | 0.52119 | 0.52119 | 0.52119 | 0.52119 | 0.29432 | 0.32059 | 0.3314 | 0.43399
2012-07-26 20:00 | 0.21212 | 0.18369 | 0.1888 | 0.089745 | 0.52119 | 0.52119 | 0.52119 | 0.52119 | 0.30907 | 0.33749 | 0.33239 | 0.43144
2012-07-26 21:00 | 0.19891 | 0.1751 | 0.18711 | 0.088601 | 0.52119 | 0.52119 | 0.52119 | 0.52119 | 0.32228 | 0.34609 | 0.33408 | 0.43259
2012-07-26 22:00 | 0.18755 | 0.1394 | 0.18479 | 0.084669 | 0.52119 | 0.52119 | 0.52119 | 0.52119 | 0.33364 | 0.38179 | 0.3364 | 0.43652
2012-07-26 23:00 | 0.18016 | 0.10947 | 0.17748 | 0.082042 | 0.52119 | 0.52119 | 0.52119 | 0.52119 | 0.34103 | 0.41172 | 0.34371 | 0.43915
2012-07-27 | 0.17707 | 0.098436 | 0.17079 | 0.083985 | 0.52119 | 0.52119 | 0.52119 | 0.52119 | 0.34412 | 0.42275 | 0.3504 | 0.4372
2012-07-27 01:00 | 0.17687 | 0.1005 | 0.171 | 0.084644 | 0.52119 | 0.52119 | 0.52119 | 0.52119 | 0.34432 | 0.42069 | 0.35019 | 0.43654
2012-07-27 02:00 | 0.17105 | 0.10308 | 0.17376 | 0.083776 | 0.52119 | 0.52119 | 0.52119 | 0.52119 | 0.35014 | 0.41811 | 0.34743 | 0.43741
2012-07-27 03:00 | 0.1823 | 0.11113 | 0.17833 | 0.084862 | 0.52119 | 0.52119 | 0.52119 | 0.52119 | 0.33889 | 0.41006 | 0.34285 | 0.43633
2012-07-27 04:00 | 0.20071 | 0.12617 | 0.17916 | 0.086867 | 0.52119 | 0.52119 | 0.52119 | 0.52119 | 0.32048 | 0.39502 | 0.34202 | 0.43432
2012-07-27 05:00 | 0.22507 | 0.14611 | 0.18186 | 0.090251 | 0.52119 | 0.52119 | 0.52119 | 0.52119 | 0.29612 | 0.37508 | 0.33933 | 0.43094
2012-07-27 06:00 | 0.25876 | 0.22931 | 0.18446 | 0.093697 | 0.52119 | 0.52119 | 0.52119 | 0.52119 | 0.26243 | 0.29188 | 0.33673 | 0.42749
2012-07-27 07:00 | 0.28374 | 0.29321 | 0.17967 | 0.091768 | 0.52119 | 0.52119 | 0.52119 | 0.52119 | 0.23745 | 0.22798 | 0.34152 | 0.42942
2012-07-27 08:00 | 0.29612 | 0.3195 | 0.17625 | 0.093722 | 0.52119 | 0.52119 | 0.52119 | 0.52119 | 0.22507 | 0.20168 | 0.34494 | 0.42747
2012-07-27 09:00 | 0.29259 | 0.30885 | 0.17521 | 0.092213 | 0.52119 | 0.52119 | 0.52119 | 0.52119 | 0.2286 | 0.21234 | 0.34598 | 0.42898
2012-07-27 10:00 | 0.28903 | 0.30569 | 0.17178 | 0.092094 | 0.52119 | 0.52119 | 0.52119 | 0.52119 | 0.23216 | 0.2155 | 0.34941 | 0.42909
2012-07-27 11:00 | 0.28723 | 0.30861 | 0.1724 | 0.092443 | 0.52119 | 0.52119 | 0.52119 | 0.52119 | 0.23396 | 0.21258 | 0.34879 | 0.42875
2012-07-27 12:00 | 0.29159 | 0.30552 | 0.17458 | 0.093935 | 0.52119 | 0.52119 | 0.52119 | 0.52119 | 0.22959 | 0.21566 | 0.34661 | 0.42725
2012-07-27 13:00 | 0.29143 | 0.30385 | 0.17254 | 0.093613 | 0.52119 | 0.52119 | 0.52119 | 0.52119 | 0.22976 | 0.21734 | 0.34865 | 0.42758
2012-07-27 14:00 | 0.28873 | 0.30405 | 0.17776 | 0.093671 | 0.52119 | 0.52119 | 0.52119 | 0.52119 | 0.23246 | 0.21714 | 0.34343 | 0.42752
2012-07-27 15:00 | 0.28563 | 0.29871 | 0.17925 | 0.094037 | 0.52119 | 0.52119 | 0.52119 | 0.52119 | 0.23556 | 0.22248 | 0.34194 | 0.42715
2012-07-27 16:00 | 0.28549 | 0.29719 | 0.18228 | 0.091628 | 0.52119 | 0.52119 | 0.52119 | 0.52119 | 0.2357 | 0.22399 | 0.33891 | 0.42956
2012-07-27 17:00 | 0.28187 | 0.28277 | 0.18321 | 0.090747 | 0.52119 | 0.52119 | 0.52119 | 0.52119 | 0.23932 | 0.23842 | 0.33797 | 0.43044
2012-07-27 18:00 | 0.24979 | 0.24639 | 0.1876 | 0.090898 | 0.52119 | 0.52119 | 0.52119 | 0.52119 | 0.2714 | 0.2748 | 0.33359 | 0.43029
2012-07-27 19:00 | 0.22686 | 0.20016 | 0.18971 | 0.087195 | 0.52119 | 0.52119 | 0.52119 | 0.52119 | 0.29432 | 0.32103 | 0.33147 | 0.43399
2012-07-27 20:00 | 0.21204 | 0.1835 | 0.18847 | 0.089047 | 0.52119 | 0.52119 | 0.52119 | 0.52119 | 0.30915 | 0.33769 | 0.33272 | 0.43214
2012-07-27 21:00 | 0.19891 | 0.17506 | 0.18759 | 0.088613 | 0.52119 | 0.52119 | 0.52119 | 0.52119 | 0.32227 | 0.34613 | 0.3336 | 0.43257
2012-07-27 22:00 | 0.18767 | 0.13937 | 0.18568 | 0.085138 | 0.52119 | 0.52119 | 0.52119 | 0.52119 | 0.33351 | 0.38182 | 0.33551 | 0.43605
2012-07-27 23:00 | 0.18001 | 0.10945 | 0.17859 | 0.083317 | 0.52119 | 0.52119 | 0.52119 | 0.52119 | 0.34118 | 0.41173 | 0.3426 | 0.43787
2012-07-28 | 0.17448 | 0.10711 | 0.17535 | 0.086413 | 0.52119 | 0.52119 | 0.52119 | 0.52119 | 0.34671 | 0.41407 | 0.34584 | 0.43478
2012-07-28 01:00 | 0.17237 | 0.10245 | 0.17227 | 0.082991 | 0.52119 | 0.52119 | 0.52119 | 0.52119 | 0.34882 | 0.41873 | 0.34891 | 0.4382
2012-07-28 02:00 | 0.17325 | 0.10144 | 0.17282 | 0.083651 | 0.52119 | 0.52119 | 0.52119 | 0.52119 | 0.34794 | 0.41975 | 0.34837 | 0.43754
2012-07-28 03:00 | 0.17353 | 0.10277 | 0.17288 | 0.084031 | 0.52119 | 0.52119 | 0.52119 | 0.52119 | 0.34766 | 0.41841 | 0.34831 | 0.43716
2012-07-28 04:00 | 0.1741 | 0.10688 | 0.17332 | 0.084158 | 0.52119 | 0.52119 | 0.52119 | 0.52119 | 0.34709 | 0.41431 | 0.34787 | 0.43703
2012-07-28 05:00 | 0.17668 | 0.11099 | 0.17633 | 0.082723 | 0.52119 | 0.52119 | 0.52119 | 0.52119 | 0.34451 | 0.4102 | 0.34486 | 0.43846
2012-07-28 06:00 | 0.19366 | 0.12776 | 0.17639 | 0.087765 | 0.52119 | 0.52119 | 0.52119 | 0.52119 | 0.32753 | 0.39343 | 0.3448 | 0.43342
2012-07-28 07:00 | 0.19989 | 0.15683 | 0.17328 | 0.087559 | 0.52119 | 0.52119 | 0.52119 | 0.52119 | 0.3213 | 0.36436 | 0.34791 | 0.43363
2012-07-28 08:00 | 0.2214 | 0.2088 | 0.17549 | 0.09012 | 0.52119 | 0.52119 | 0.52119 | 0.52119 | 0.29979 | 0.31239 | 0.3457 | 0.43107
2012-07-28 09:00 | 0.22856 | 0.2204 | 0.17114 | 0.087689 | 0.52119 | 0.52119 | 0.52119 | 0.52119 | 0.29263 | 0.30079 | 0.35005 | 0.4335
2012-07-28 10:00 | 0.23517 | 0.21827 | 0.16987 | 0.089001 | 0.52119 | 0.52119 | 0.52119 | 0.52119 | 0.28601 | 0.30292 | 0.35131 | 0.43219
2012-07-28 11:00 | 0.23584 | 0.22379 | 0.16882 | 0.090507 | 0.52119 | 0.52119 | 0.52119 | 0.52119 | 0.28535 | 0.2974 | 0.35237 | 0.43068
2012-07-28 12:00 | 0.23263 | 0.22192 | 0.1776 | 0.090503 | 0.52119 | 0.52119 | 0.52119 | 0.52119 | 0.28856 | 0.29926 | 0.34359 | 0.43068
2012-07-28 13:00 | 0.22728 | 0.21146 | 0.1761 | 0.089624 | 0.52119 | 0.52119 | 0.52119 | 0.52119 | 0.29391 | 0.30972 | 0.34509 | 0.43156
2012-07-28 14:00 | 0.226 | 0.20449 | 0.18061 | 0.089824 | 0.52119 | 0.52119 | 0.52119 | 0.52119 | 0.29519 | 0.3167 | 0.34058 | 0.43136
2012-07-28 15:00 | 0.22131 | 0.1778 | 0.18195 | 0.08812 | 0.52119 | 0.52119 | 0.52119 | 0.52119 | 0.29988 | 0.34339 | 0.33924 | 0.43307
2012-07-28 16:00 | 0.2165 | 0.16394 | 0.18285 | 0.086273 | 0.52119 | 0.52119 | 0.52119 | 0.52119 | 0.30469 | 0.35725 | 0.33834 | 0.43492
2012-07-28 17:00 | 0.21004 | 0.15581 | 0.18325 | 0.083066 | 0.52119 | 0.52119 | 0.52119 | 0.52119 | 0.31115 | 0.36538 | 0.33794 | 0.43812
2012-07-28 18:00 | 0.20705 | 0.14932 | 0.18513 | 0.080087 | 0.52119 | 0.52119 | 0.52119 | 0.52119 | 0.31414 | 0.37187 | 0.33606 | 0.4411
2012-07-28 19:00 | 0.19605 | 0.13872 | 0.18463 | 0.080319 | 0.52119 | 0.52119 | 0.52119 | 0.52119 | 0.32514 | 0.38247 | 0.33656 | 0.44087
2012-07-28 20:00 | 0.19514 | 0.13231 | 0.18597 | 0.08052 | 0.52119 | 0.52119 | 0.52119 | 0.52119 | 0.32605 | 0.38887 | 0.33522 | 0.44067
2012-07-28 21:00 | 0.19229 | 0.12881 | 0.18472 | 0.08234 | 0.52119 | 0.52119 | 0.52119 | 0.52119 | 0.32889 | 0.39238 | 0.33646 | 0.43885
2012-07-28 22:00 | 0.18859 | 0.12306 | 0.18345 | 0.081153 | 0.52119 | 0.52119 | 0.52119 | 0.52119 | 0.3326 | 0.39812 | 0.33774 | 0.44003
2012-07-28 23:00 | 0.18593 | 0.11005 | 0.18082 | 0.080775 | 0.52119 | 0.52119 | 0.52119 | 0.52119 | 0.33526 | 0.41114 | 0.34037 | 0.44041
2012-07-29 | 0.17568 | 0.1072 | 0.17658 | 0.086292 | 0.52119 | 0.52119 | 0.52119 | 0.52119 | 0.34551 | 0.41399 | 0.34461 | 0.4349
2012-07-29 01:00 | 0.17364 | 0.10253 | 0.1733 | 0.082864 | 0.52119 | 0.52119 | 0.52119 | 0.52119 | 0.34755 | 0.41866 | 0.34789 | 0.43832
2012-07-29 02:00 | 0.17471 | 0.10149 | 0.17353 | 0.083543 | 0.52119 | 0.52119 | 0.52119 | 0.52119 | 0.34648 | 0.4197 | 0.34766 | 0.43765
2012-07-29 03:00 | 0.17514 | 0.10279 | 0.17394 | 0.08385 | 0.52119 | 0.52119 | 0.52119 | 0.52119 | 0.34605 | 0.4184 | 0.34725 | 0.43734
2012-07-29 04:00 | 0.17568 | 0.10653 | 0.17384 | 0.083821 | 0.52119 | 0.52119 | 0.52119 | 0.52119 | 0.3455 | 0.41466 | 0.34734 | 0.43737
2012-07-29 05:00 | 0.17765 | 0.11042 | 0.17522 | 0.081987 | 0.52119 | 0.52119 | 0.52119 | 0.52119 | 0.34354 | 0.41077 | 0.34596 | 0.4392
2012-07-29 06:00 | 0.19381 | 0.12792 | 0.17464 | 0.08713 | 0.52119 | 0.52119 | 0.52119 | 0.52119 | 0.32738 | 0.39327 | 0.34655 | 0.43406
2012-07-29 07:00 | 0.20051 | 0.15784 | 0.16976 | 0.086624 | 0.52119 | 0.52119 | 0.52119 | 0.52119 | 0.32068 | 0.36335 | 0.35143 | 0.43456
2012-07-29 08:00 | 0.22116 | 0.20788 | 0.17262 | 0.089716 | 0.52119 | 0.52119 | 0.52119 | 0.52119 | 0.30003 | 0.3133 | 0.34857 | 0.43147
2012-07-29 09:00 | 0.22757 | 0.2198 | 0.17299 | 0.088442 | 0.52119 | 0.52119 | 0.52119 | 0.52119 | 0.29362 | 0.30139 | 0.3482 | 0.43275
2012-07-29 10:00 | 0.23327 | 0.21751 | 0.17098 | 0.089138 | 0.52119 | 0.52119 | 0.52119 | 0.52119 | 0.28792 | 0.30367 | 0.35021 | 0.43205
2012-07-29 11:00 | 0.23312 | 0.22313 | 0.17121 | 0.091467 | 0.52119 | 0.52119 | 0.52119 | 0.52119 | 0.28806 | 0.29806 | 0.34998 | 0.42972
2012-07-29 12:00 | 0.23025 | 0.22141 | 0.18 | 0.091221 | 0.52119 | 0.52119 | 0.52119 | 0.52119 | 0.29094 | 0.29977 | 0.34119 | 0.42997
2012-07-29 13:00 | 0.22445 | 0.21162 | 0.17888 | 0.090546 | 0.52119 | 0.52119 | 0.52119 | 0.52119 | 0.29674 | 0.30957 | 0.34231 | 0.43064
2012-07-29 14:00 | 0.22375 | 0.20525 | 0.1844 | 0.08947 | 0.52119 | 0.52119 | 0.52119 | 0.52119 | 0.29744 | 0.31594 | 0.33679 | 0.43172
2012-07-29 15:00 | 0.21927 | 0.17841 | 0.1821 | 0.090557 | 0.52119 | 0.52119 | 0.52119 | 0.52119 | 0.30192 | 0.34277 | 0.33909 | 0.43063
2012-07-29 16:00 | 0.21519 | 0.16475 | 0.1828 | 0.087731 | 0.52119 | 0.52119 | 0.52119 | 0.52119 | 0.306 | 0.35644 | 0.33839 | 0.43346
2012-07-29 17:00 | 0.20872 | 0.15686 | 0.18411 | 0.083418 | 0.52119 | 0.52119 | 0.52119 | 0.52119 | 0.31247 | 0.36433 | 0.33707 | 0.43777
2012-07-29 18:00 | 0.20561 | 0.15018 | 0.18452 | 0.081403 | 0.52119 | 0.52119 | 0.52119 | 0.52119 | 0.31558 | 0.37101 | 0.33666 | 0.43979
2012-07-29 19:00 | 0.19562 | 0.13919 | 0.18285 | 0.08005 | 0.52119 | 0.52119 | 0.52119 | 0.52119 | 0.32557 | 0.382 | 0.33834 | 0.44114
2012-07-29 20:00 | 0.19387 | 0.13274 | 0.18717 | 0.080334 | 0.52119 | 0.52119 | 0.52119 | 0.52119 | 0.32731 | 0.38844 | 0.33402 | 0.44085
2012-07-29 21:00 | 0.19119 | 0.12903 | 0.1883 | 0.082745 | 0.52119 | 0.52119 | 0.52119 | 0.52119 | 0.33 | 0.39216 | 0.33288 | 0.43844
2012-07-29 22:00 | 0.188 | 0.12302 | 0.18313 | 0.081006 | 0.52119 | 0.52119 | 0.52119 | 0.52119 | 0.33318 | 0.39816 | 0.33806 | 0.44018
2012-07-29 23:00 | 0.18511 | 0.11049 | 0.18121 | 0.080787 | 0.52119 | 0.52119 | 0.52119 | 0.52119 | 0.33608 | 0.4107 | 0.33998 | 0.4404
2012-07-30 | 0.17719 | 0.098577 | 0.17371 | 0.084102 | 0.52119 | 0.52119 | 0.52119 | 0.52119 | 0.344 | 0.42261 | 0.34748 | 0.43709
2012-07-30 01:00 | 0.17686 | 0.10125 | 0.17408 | 0.084856 | 0.52119 | 0.52119 | 0.52119 | 0.52119 | 0.34433 | 0.41994 | 0.34711 | 0.43633
2012-07-30 02:00 | 0.17115 | 0.1035 | 0.17712 | 0.085216 | 0.52119 | 0.52119 | 0.52119 | 0.52119 | 0.35004 | 0.41769 | 0.34407 | 0.43597
2012-07-30 03:00 | 0.18256 | 0.11157 | 0.18254 | 0.086169 | 0.52119 | 0.52119 | 0.52119 | 0.52119 | 0.33863 | 0.40961 | 0.33865 | 0.43502
2012-07-30 04:00 | 0.20123 | 0.12581 | 0.18483 | 0.088952 | 0.52119 | 0.52119 | 0.52119 | 0.52119 | 0.31996 | 0.39538 | 0.33636 | 0.43224
2012-07-30 05:00 | 0.22532 | 0.14596 | 0.18695 | 0.09133 | 0.52119 | 0.52119 | 0.52119 | 0.52119 | 0.29587 | 0.37522 | 0.33424 | 0.42986
2012-07-30 06:00 | 0.25909 | 0.2307 | 0.19129 | 0.094442 | 0.52119 | 0.52119 | 0.52119 | 0.52119 | 0.2621 | 0.29049 | 0.32989 | 0.42675
2012-07-30 07:00 | 0.28615 | 0.29394 | 0.19061 | 0.097637 | 0.52119 | 0.52119 | 0.52119 | 0.52119 | 0.23504 | 0.22725 | 0.33058 | 0.42355
2012-07-30 08:00 | 0.29484 | 0.32126 | 0.18706 | 0.095964 | 0.52119 | 0.52119 | 0.52119 | 0.52119 | 0.22635 | 0.19993 | 0.33413 | 0.42522
2012-07-30 09:00 | 0.29323 | 0.3104 | 0.1822 | 0.092837 | 0.52119 | 0.52119 | 0.52119 | 0.52119 | 0.22796 | 0.21079 | 0.33898 | 0.42835
2012-07-30 10:00 | 0.28965 | 0.30771 | 0.17828 | 0.093065 | 0.52119 | 0.52119 | 0.52119 | 0.52119 | 0.23154 | 0.21348 | 0.34291 | 0.42812
2012-07-30 11:00 | 0.28733 | 0.31031 | 0.17838 | 0.092975 | 0.52119 | 0.52119 | 0.52119 | 0.52119 | 0.23385 | 0.21088 | 0.3428 | 0.42821
2012-07-30 12:00 | 0.29278 | 0.30784 | 0.17794 | 0.094147 | 0.52119 | 0.52119 | 0.52119 | 0.52119 | 0.2284 | 0.21335 | 0.34325 | 0.42704
2012-07-30 13:00 | 0.29221 | 0.3049 | 0.17494 | 0.093889 | 0.52119 | 0.52119 | 0.52119 | 0.52119 | 0.22898 | 0.21629 | 0.34625 | 0.4273
2012-07-30 14:00 | 0.28846 | 0.30483 | 0.17955 | 0.093844 | 0.52119 | 0.52119 | 0.52119 | 0.52119 | 0.23272 | 0.21636 | 0.34163 | 0.42734
2012-07-30 15:00 | 0.28487 | 0.29965 | 0.18097 | 0.094368 | 0.52119 | 0.52119 | 0.52119 | 0.52119 | 0.23632 | 0.22154 | 0.34022 | 0.42682
2012-07-30 16:00 | 0.28488 | 0.29819 | 0.18305 | 0.092113 | 0.52119 | 0.52119 | 0.52119 | 0.52119 | 0.23631 | 0.223 | 0.33813 | 0.42907
2012-07-30 17:00 | 0.28184 | 0.28288 | 0.18245 | 0.090861 | 0.52119 | 0.52119 | 0.52119 | 0.52119 | 0.23934 | 0.2383 | 0.33874 | 0.43033
2012-07-30 18:00 | 0.24951 | 0.2454 | 0.18692 | 0.090945 | 0.52119 | 0.52119 | 0.52119 | 0.52119 | 0.27167 | 0.27579 | 0.33427 | 0.43024
2012-07-30 19:00 | 0.2269 | 0.19999 | 0.18906 | 0.087231 | 0.52119 | 0.52119 | 0.52119 | 0.52119 | 0.29428 | 0.3212 | 0.33212 | 0.43396
2012-07-30 20:00 | 0.212 | 0.18365 | 0.18875 | 0.08977 | 0.52119 | 0.52119 | 0.52119 | 0.52119 | 0.30919 | 0.33754 | 0.33244 | 0.43142
2012-07-30 21:00 | 0.19862 | 0.17505 | 0.18626 | 0.088634 | 0.52119 | 0.52119 | 0.52119 | 0.52119 | 0.32257 | 0.34613 | 0.33493 | 0.43255
2012-07-30 22:00 | 0.18718 | 0.13932 | 0.18464 | 0.084982 | 0.52119 | 0.52119 | 0.52119 | 0.52119 | 0.33401 | 0.38187 | 0.33655 | 0.43621
2012-07-30 23:00 | 0.17991 | 0.10949 | 0.17783 | 0.082914 | 0.52119 | 0.52119 | 0.52119 | 0.52119 | 0.34127 | 0.4117 | 0.34336 | 0.43827
2012-07-31 | 0.17689 | 0.098506 | 0.17202 | 0.083849 | 0.52119 | 0.52119 | 0.52119 | 0.52119 | 0.3443 | 0.42268 | 0.34917 | 0.43734
2012-07-31 01:00 | 0.17611 | 0.10108 | 0.17244 | 0.084476 | 0.52119 | 0.52119 | 0.52119 | 0.52119 | 0.34508 | 0.42011 | 0.34875 | 0.43671
2012-07-31 02:00 | 0.17008 | 0.10344 | 0.17594 | 0.084719 | 0.52119 | 0.52119 | 0.52119 | 0.52119 | 0.35111 | 0.41775 | 0.34525 | 0.43647
2012-07-31 03:00 | 0.18175 | 0.11152 | 0.18119 | 0.085208 | 0.52119 | 0.52119 | 0.52119 | 0.52119 | 0.33944 | 0.40967 | 0.33999 | 0.43598
2012-07-31 04:00 | 0.20014 | 0.12633 | 0.18329 | 0.088092 | 0.52119 | 0.52119 | 0.52119 | 0.52119 | 0.32104 | 0.39485 | 0.3379 | 0.4331
2012-07-31 05:00 | 0.22446 | 0.14663 | 0.1851 | 0.090447 | 0.52119 | 0.52119 | 0.52119 | 0.52119 | 0.29673 | 0.37456 | 0.33608 | 0.43074
2012-07-31 06:00 | 0.25975 | 0.22978 | 0.18891 | 0.093642 | 0.52119 | 0.52119 | 0.52119 | 0.52119 | 0.26144 | 0.29141 | 0.33227 | 0.42755
2012-07-31 07:00 | 0.28962 | 0.29377 | 0.18465 | 0.093574 | 0.52119 | 0.52119 | 0.52119 | 0.52119 | 0.23157 | 0.22741 | 0.33654 | 0.42761
2012-07-31 08:00 | 0.29574 | 0.31969 | 0.17982 | 0.092876 | 0.52119 | 0.52119 | 0.52119 | 0.52119 | 0.22545 | 0.2015 | 0.34137 | 0.42831
2012-07-31 09:00 | 0.29377 | 0.30955 | 0.17813 | 0.092019 | 0.52119 | 0.52119 | 0.52119 | 0.52119 | 0.22742 | 0.21164 | 0.34306 | 0.42917
2012-07-31 10:00 | 0.28946 | 0.30717 | 0.17491 | 0.092259 | 0.52119 | 0.52119 | 0.52119 | 0.52119 | 0.23173 | 0.21402 | 0.34628 | 0.42893
2012-07-31 11:00 | 0.28771 | 0.30869 | 0.176 | 0.09245 | 0.52119 | 0.52119 | 0.52119 | 0.52119 | 0.23348 | 0.2125 | 0.34519 | 0.42874
2012-07-31 12:00 | 0.29208 | 0.30587 | 0.17655 | 0.093811 | 0.52119 | 0.52119 | 0.52119 | 0.52119 | 0.22911 | 0.21532 | 0.34464 | 0.42738
2012-07-31 13:00 | 0.29191 | 0.30396 | 0.17446 | 0.093329 | 0.52119 | 0.52119 | 0.52119 | 0.52119 | 0.22928 | 0.21723 | 0.34673 | 0.42786
2012-07-31 14:00 | 0.28938 | 0.30417 | 0.17864 | 0.093515 | 0.52119 | 0.52119 | 0.52119 | 0.52119 | 0.23181 | 0.21702 | 0.34255 | 0.42767
2012-07-31 15:00 | 0.2857 | 0.2989 | 0.18068 | 0.094039 | 0.52119 | 0.52119 | 0.52119 | 0.52119 | 0.23549 | 0.22229 | 0.3405 | 0.42715
2012-07-31 16:00 | 0.28571 | 0.29736 | 0.18301 | 0.0916 | 0.52119 | 0.52119 | 0.52119 | 0.52119 | 0.23548 | 0.22383 | 0.33817 | 0.42959
2012-07-31 17:00 | 0.28205 | 0.28261 | 0.18306 | 0.090654 | 0.52119 | 0.52119 | 0.52119 | 0.52119 | 0.23914 | 0.23858 | 0.33813 | 0.43053
2012-07-31 18:00 | 0.24877 | 0.24529 | 0.18784 | 0.0909 | 0.52119 | 0.52119 | 0.52119 | 0.52119 | 0.27242 | 0.2759 | 0.33335 | 0.43029
2012-07-31 19:00 | 0.22675 | 0.1997 | 0.18987 | 0.087231 | 0.52119 | 0.52119 | 0.52119 | 0.52119 | 0.29444 | 0.32149 | 0.33132 | 0.43396
2012-07-31 20:00 | 0.21186 | 0.18336 | 0.18829 | 0.089068 | 0.52119 | 0.52119 | 0.52119 | 0.52119 | 0.30933 | 0.33783 | 0.3329 | 0.43212
2012-07-31 21:00 | 0.19861 | 0.17494 | 0.18638 | 0.088314 | 0.52119 | 0.52119 | 0.52119 | 0.52119 | 0.32258 | 0.34625 | 0.33481 | 0.43287
2012-07-31 22:00 | 0.18738 | 0.1393 | 0.18513 | 0.084747 | 0.52119 | 0.52119 | 0.52119 | 0.52119 | 0.33381 | 0.38189 | 0.33606 | 0.43644
2012-07-31 23:00 | 0.18013 | 0.10945 | 0.1785 | 0.082831 | 0.52119 | 0.52119 | 0.52119 | 0.52119 | 0.34106 | 0.41174 | 0.34269 | 0.43836
2012-08-01 | 0.17719 | 0.098427 | 0.17264 | 0.084025 | 0.52119 | 0.52119 | 0.52119 | 0.52119 | 0.344 | 0.42276 | 0.34855 | 0.43716
2012-08-01 01:00 | 0.17767 | 0.1005 | 0.17382 | 0.084712 | 0.52119 | 0.52119 | 0.52119 | 0.52119 | 0.34352 | 0.42069 | 0.34736 | 0.43648
2012-08-01 02:00 | 0.17229 | 0.10304 | 0.177 | 0.084774 | 0.52119 | 0.52119 | 0.52119 | 0.52119 | 0.34889 | 0.41815 | 0.34418 | 0.43641
2012-08-01 03:00 | 0.18349 | 0.11104 | 0.18306 | 0.085475 | 0.52119 | 0.52119 | 0.52119 | 0.52119 | 0.3377 | 0.41014 | 0.33813 | 0.43571
2012-08-01 04:00 | 0.20219 | 0.12587 | 0.18518 | 0.088652 | 0.52119 | 0.52119 | 0.52119 | 0.52119 | 0.31899 | 0.39531 | 0.33601 | 0.43254
2012-08-01 05:00 | 0.22645 | 0.14623 | 0.18799 | 0.091098 | 0.52119 | 0.52119 | 0.52119 | 0.52119 | 0.29474 | 0.37495 | 0.3332 | 0.43009
2012-08-01 06:00 | 0.2634 | 0.22908 | 0.19306 | 0.094293 | 0.52119 | 0.52119 | 0.52119 | 0.52119 | 0.25779 | 0.29211 | 0.32813 | 0.4269
2012-08-01 07:00 | 0.2907 | 0.29509 | 0.19045 | 0.096263 | 0.52119 | 0.52119 | 0.52119 | 0.52119 | 0.23048 | 0.2261 | 0.33074 | 0.42493
2012-08-01 08:00 | 0.29792 | 0.32007 | 0.18806 | 0.094388 | 0.52119 | 0.52119 | 0.52119 | 0.52119 | 0.22326 | 0.20112 | 0.33313 | 0.4268
2012-08-01 09:00 | 0.29369 | 0.30969 | 0.18452 | 0.092299 | 0.52119 | 0.52119 | 0.52119 | 0.52119 | 0.2275 | 0.2115 | 0.33667 | 0.42889
2012-08-01 10:00 | 0.29026 | 0.30658 | 0.17992 | 0.092566 | 0.52119 | 0.52119 | 0.52119 | 0.52119 | 0.23092 | 0.2146 | 0.34127 | 0.42862
2012-08-01 11:00 | 0.28822 | 0.30909 | 0.1806 | 0.092967 | 0.52119 | 0.52119 | 0.52119 | 0.52119 | 0.23297 | 0.2121 | 0.34059 | 0.42822
2012-08-01 12:00 | 0.29143 | 0.30591 | 0.18113 | 0.094597 | 0.52119 | 0.52119 | 0.52119 | 0.52119 | 0.22976 | 0.21527 | 0.34006 | 0.42659
2012-08-01 13:00 | 0.29058 | 0.30434 | 0.17828 | 0.094265 | 0.52119 | 0.52119 | 0.52119 | 0.52119 | 0.23061 | 0.21685 | 0.34291 | 0.42692
2012-08-01 14:00 | 0.29035 | 0.30459 | 0.18259 | 0.094523 | 0.52119 | 0.52119 | 0.52119 | 0.52119 | 0.23084 | 0.2166 | 0.3386 | 0.42667
2012-08-01 15:00 | 0.28734 | 0.29964 | 0.18339 | 0.094794 | 0.52119 | 0.52119 | 0.52119 | 0.52119 | 0.23384 | 0.22155 | 0.33779 | 0.42639
2012-08-01 16:00 | 0.28639 | 0.29876 | 0.18502 | 0.093046 | 0.52119 | 0.52119 | 0.52119 | 0.52119 | 0.2348 | 0.22243 | 0.33617 | 0.42814
2012-08-01 17:00 | 0.2821 | 0.28398 | 0.1869 | 0.09404 | 0.52119 | 0.52119 | 0.52119 | 0.52119 | 0.23909 | 0.23721 | 0.33429 | 0.42715
2012-08-01 18:00 | 0.24893 | 0.24799 | 0.19106 | 0.091309 | 0.52119 | 0.52119 | 0.52119 | 0.52119 | 0.27226 | 0.2732 | 0.33012 | 0.42988
2012-08-01 19:00 | 0.22718 | 0.20155 | 0.19178 | 0.087295 | 0.52119 | 0.52119 | 0.52119 | 0.52119 | 0.29401 | 0.31964 | 0.32941 | 0.43389
2012-08-01 20:00 | 0.21223 | 0.18431 | 0.19101 | 0.090626 | 0.52119 | 0.52119 | 0.52119 | 0.52119 | 0.30896 | 0.33688 | 0.33018 | 0.43056
2012-08-01 21:00 | 0.19906 | 0.17543 | 0.18995 | 0.089666 | 0.52119 | 0.52119 | 0.52119 | 0.52119 | 0.32213 | 0.34575 | 0.33124 | 0.43152
2012-08-01 22:00 | 0.18787 | 0.13964 | 0.18792 | 0.086592 | 0.52119 | 0.52119 | 0.52119 | 0.52119 | 0.33332 | 0.38155 | 0.33326 | 0.4346
2012-08-01 23:00 | 0.18027 | 0.10938 | 0.18015 | 0.084539 | 0.52119 | 0.52119 | 0.52119 | 0.52119 | 0.34092 | 0.41181 | 0.34104 | 0.43665
2012-08-02 | 0.17722 | 0.098521 | 0.17397 | 0.084125 | 0.52119 | 0.52119 | 0.52119 | 0.52119 | 0.34397 | 0.42267 | 0.34722 | 0.43706
2012-08-02 01:00 | 0.17833 | 0.10047 | 0.17472 | 0.084838 | 0.52119 | 0.52119 | 0.52119 | 0.52119 | 0.34285 | 0.42072 | 0.34647 | 0.43635
2012-08-02 02:00 | 0.17213 | 0.10313 | 0.17743 | 0.084964 | 0.52119 | 0.52119 | 0.52119 | 0.52119 | 0.34906 | 0.41805 | 0.34375 | 0.43622
2012-08-02 03:00 | 0.18334 | 0.11126 | 0.18335 | 0.085734 | 0.52119 | 0.52119 | 0.52119 | 0.52119 | 0.33785 | 0.40992 | 0.33784 | 0.43545
2012-08-02 04:00 | 0.2019 | 0.12609 | 0.18546 | 0.08881 | 0.52119 | 0.52119 | 0.52119 | 0.52119 | 0.31929 | 0.3951 | 0.33573 | 0.43238
2012-08-02 05:00 | 0.22655 | 0.14633 | 0.18818 | 0.091222 | 0.52119 | 0.52119 | 0.52119 | 0.52119 | 0.29463 | 0.37486 | 0.33301 | 0.42997
2012-08-02 06:00 | 0.26194 | 0.22955 | 0.19231 | 0.094194 | 0.52119 | 0.52119 | 0.52119 | 0.52119 | 0.25925 | 0.29164 | 0.32888 | 0.42699
2012-08-02 07:00 | 0.2897 | 0.29431 | 0.18895 | 0.094885 | 0.52119 | 0.52119 | 0.52119 | 0.52119 | 0.23149 | 0.22688 | 0.33224 | 0.4263
2012-08-02 08:00 | 0.29676 | 0.31978 | 0.18488 | 0.092413 | 0.52119 | 0.52119 | 0.52119 | 0.52119 | 0.22443 | 0.2014 | 0.33631 | 0.42878
2012-08-02 09:00 | 0.29364 | 0.30905 | 0.18212 | 0.092291 | 0.52119 | 0.52119 | 0.52119 | 0.52119 | 0.22755 | 0.21214 | 0.33907 | 0.4289
2012-08-02 10:00 | 0.28998 | 0.30629 | 0.17798 | 0.092454 | 0.52119 | 0.52119 | 0.52119 | 0.52119 | 0.23121 | 0.21489 | 0.34321 | 0.42873
2012-08-02 11:00 | 0.28812 | 0.30861 | 0.17756 | 0.092566 | 0.52119 | 0.52119 | 0.52119 | 0.52119 | 0.23307 | 0.21258 | 0.34363 | 0.42862
2012-08-02 12:00 | 0.29187 | 0.30581 | 0.17904 | 0.094195 | 0.52119 | 0.52119 | 0.52119 | 0.52119 | 0.22932 | 0.21537 | 0.34215 | 0.42699
2012-08-02 13:00 | 0.29164 | 0.30388 | 0.17538 | 0.093712 | 0.52119 | 0.52119 | 0.52119 | 0.52119 | 0.22955 | 0.21731 | 0.34581 | 0.42748
2012-08-02 14:00 | 0.28947 | 0.30421 | 0.17975 | 0.093834 | 0.52119 | 0.52119 | 0.52119 | 0.52119 | 0.23172 | 0.21698 | 0.34144 | 0.42735
2012-08-02 15:00 | 0.28647 | 0.29938 | 0.18202 | 0.094528 | 0.52119 | 0.52119 | 0.52119 | 0.52119 | 0.23472 | 0.22181 | 0.33917 | 0.42666
2012-08-02 16:00 | 0.28606 | 0.29807 | 0.1841 | 0.092257 | 0.52119 | 0.52119 | 0.52119 | 0.52119 | 0.23513 | 0.22312 | 0.33709 | 0.42893
2012-08-02 17:00 | 0.28178 | 0.28345 | 0.18524 | 0.092078 | 0.52119 | 0.52119 | 0.52119 | 0.52119 | 0.2394 | 0.23774 | 0.33595 | 0.42911
2012-08-02 18:00 | 0.24864 | 0.24699 | 0.18957 | 0.09111 | 0.52119 | 0.52119 | 0.52119 | 0.52119 | 0.27254 | 0.2742 | 0.33162 | 0.43008
2012-08-02 19:00 | 0.22706 | 0.2009 | 0.19087 | 0.087244 | 0.52119 | 0.52119 | 0.52119 | 0.52119 | 0.29412 | 0.32028 | 0.33032 | 0.43394
2012-08-02 20:00 | 0.21212 | 0.18385 | 0.1899 | 0.090122 | 0.52119 | 0.52119 | 0.52119 | 0.52119 | 0.30907 | 0.33734 | 0.33129 | 0.43107
2012-08-02 21:00 | 0.1988 | 0.17521 | 0.18797 | 0.089029 | 0.52119 | 0.52119 | 0.52119 | 0.52119 | 0.32239 | 0.34598 | 0.33322 | 0.43216
2012-08-02 22:00 | 0.1876 | 0.13938 | 0.18608 | 0.085151 | 0.52119 | 0.52119 | 0.52119 | 0.52119 | 0.33359 | 0.38181 | 0.33511 | 0.43604
2012-08-02 23:00 | 0.18022 | 0.10947 | 0.17917 | 0.083292 | 0.52119 | 0.52119 | 0.52119 | 0.52119 | 0.34097 | 0.41172 | 0.34202 | 0.4379
2012-08-03 | 0.1775 | 0.098519 | 0.17302 | 0.084045 | 0.52119 | 0.52119 | 0.52119 | 0.52119 | 0.34369 | 0.42267 | 0.34816 | 0.43714
2012-08-03 01:00 | 0.17827 | 0.1007 | 0.17354 | 0.084651 | 0.52119 | 0.52119 | 0.52119 | 0.52119 | 0.34292 | 0.42049 | 0.34765 | 0.43654
2012-08-03 02:00 | 0.17199 | 0.1032 | 0.17643 | 0.084367 | 0.52119 | 0.52119 | 0.52119 | 0.52119 | 0.3492 | 0.41798 | 0.34476 | 0.43682
2012-08-03 03:00 | 0.18315 | 0.11129 | 0.1821 | 0.084858 | 0.52119 | 0.52119 | 0.52119 | 0.52119 | 0.33804 | 0.4099 | 0.33909 | 0.43633
2012-08-03 04:00 | 0.20168 | 0.12666 | 0.18356 | 0.087325 | 0.52119 | 0.52119 | 0.52119 | 0.52119 | 0.31951 | 0.39452 | 0.33762 | 0.43386
2012-08-03 05:00 | 0.22603 | 0.14677 | 0.18662 | 0.090502 | 0.52119 | 0.52119 | 0.52119 | 0.52119 | 0.29515 | 0.37442 | 0.33457 | 0.43069
2012-08-03 06:00 | 0.26181 | 0.22975 | 0.18948 | 0.093785 | 0.52119 | 0.52119 | 0.52119 | 0.52119 | 0.25938 | 0.29144 | 0.33171 | 0.4274
2012-08-03 07:00 | 0.28925 | 0.29416 | 0.18428 | 0.092513 | 0.52119 | 0.52119 | 0.52119 | 0.52119 | 0.23194 | 0.22703 | 0.33691 | 0.42868
2012-08-03 08:00 | 0.29632 | 0.31971 | 0.17828 | 0.093068 | 0.52119 | 0.52119 | 0.52119 | 0.52119 | 0.22487 | 0.20148 | 0.34291 | 0.42812
2012-08-03 09:00 | 0.29419 | 0.30957 | 0.17644 | 0.092 | 0.52119 | 0.52119 | 0.52119 | 0.52119 | 0.227 | 0.21161 | 0.34475 | 0.42919
2012-08-03 10:00 | 0.28979 | 0.30717 | 0.17404 | 0.092171 | 0.52119 | 0.52119 | 0.52119 | 0.52119 | 0.23139 | 0.21402 | 0.34715 | 0.42902
2012-08-03 11:00 | 0.28764 | 0.30864 | 0.17391 | 0.092338 | 0.52119 | 0.52119 | 0.52119 | 0.52119 | 0.23355 | 0.21255 | 0.34728 | 0.42885
2012-08-03 12:00 | 0.29193 | 0.30588 | 0.17678 | 0.093881 | 0.52119 | 0.52119 | 0.52119 | 0.52119 | 0.22926 | 0.21531 | 0.34441 | 0.42731
2012-08-03 13:00 | 0.29175 | 0.30395 | 0.17471 | 0.093585 | 0.52119 | 0.52119 | 0.52119 | 0.52119 | 0.22944 | 0.21724 | 0.34648 | 0.4276
2012-08-03 14:00 | 0.28903 | 0.30433 | 0.17978 | 0.09381 | 0.52119 | 0.52119 | 0.52119 | 0.52119 | 0.23216 | 0.21686 | 0.34141 | 0.42738
2012-08-03 15:00 | 0.28562 | 0.29888 | 0.18051 | 0.094121 | 0.52119 | 0.52119 | 0.52119 | 0.52119 | 0.23557 | 0.22231 | 0.34067 | 0.42707
2012-08-03 16:00 | 0.2855 | 0.29765 | 0.18354 | 0.091965 | 0.52119 | 0.52119 | 0.52119 | 0.52119 | 0.23569 | 0.22354 | 0.33765 | 0.42922
2012-08-03 17:00 | 0.28173 | 0.28316 | 0.18451 | 0.09105 | 0.52119 | 0.52119 | 0.52119 | 0.52119 | 0.23946 | 0.23803 | 0.33668 | 0.43014
2012-08-03 18:00 | 0.24861 | 0.24636 | 0.18895 | 0.090983 | 0.52119 | 0.52119 | 0.52119 | 0.52119 | 0.27258 | 0.27483 | 0.33224 | 0.43021
2012-08-03 19:00 | 0.22704 | 0.20036 | 0.18996 | 0.087219 | 0.52119 | 0.52119 | 0.52119 | 0.52119 | 0.29415 | 0.32083 | 0.33123 | 0.43397
2012-08-03 20:00 | 0.2121 | 0.18365 | 0.18881 | 0.089297 | 0.52119 | 0.52119 | 0.52119 | 0.52119 | 0.30908 | 0.33754 | 0.33238 | 0.43189
2012-08-03 21:00 | 0.19864 | 0.17509 | 0.18722 | 0.088622 | 0.52119 | 0.52119 | 0.52119 | 0.52119 | 0.32254 | 0.3461 | 0.33396 | 0.43257
2012-08-03 22:00 | 0.18754 | 0.13935 | 0.18552 | 0.084685 | 0.52119 | 0.52119 | 0.52119 | 0.52119 | 0.33365 | 0.38183 | 0.33567 | 0.4365
2012-08-03 23:00 | 0.18012 | 0.10946 | 0.17867 | 0.082538 | 0.52119 | 0.52119 | 0.52119 | 0.52119 | 0.34107 | 0.41172 | 0.34252 | 0.43865
2012-08-04 | 0.17618 | 0.10744 | 0.17514 | 0.085296 | 0.52119 | 0.52119 | 0.52119 | 0.52119 | 0.345 | 0.41375 | 0.34605 | 0.43589
2012-08-04 01:00 | 0.17401 | 0.10279 | 0.17109 | 0.082691 | 0.52119 | 0.52119 | 0.52119 | 0.52119 | 0.34717 | 0.4184 | 0.3501 | 0.4385
2012-08-04 02:00 | 0.17503 | 0.10144 | 0.17044 | 0.083076 | 0.52119 | 0.52119 | 0.52119 | 0.52119 | 0.34615 | 0.41975 | 0.35075 | 0.43811
2012-08-04 03:00 | 0.17555 | 0.10307 | 0.17092 | 0.083178 | 0.52119 | 0.52119 | 0.52119 | 0.52119 | 0.34564 | 0.41812 | 0.35027 | 0.43801
2012-08-04 04:00 | 0.17583 | 0.10682 | 0.16977 | 0.082896 | 0.52119 | 0.52119 | 0.52119 | 0.52119 | 0.34536 | 0.41437 | 0.35142 | 0.43829
2012-08-04 05:00 | 0.17843 | 0.11054 | 0.17151 | 0.080998 | 0.52119 | 0.52119 | 0.52119 | 0.52119 | 0.34276 | 0.41065 | 0.34968 | 0.44019
2012-08-04 06:00 | 0.19437 | 0.12779 | 0.17031 | 0.085617 | 0.52119 | 0.52119 | 0.52119 | 0.52119 | 0.32681 | 0.3934 | 0.35088 | 0.43557
2012-08-04 07:00 | 0.20033 | 0.15706 | 0.16337 | 0.085011 | 0.52119 | 0.52119 | 0.52119 | 0.52119 | 0.32086 | 0.36413 | 0.35781 | 0.43618
2012-08-04 08:00 | 0.22131 | 0.20754 | 0.1607 | 0.087506 | 0.52119 | 0.52119 | 0.52119 | 0.52119 | 0.29988 | 0.31365 | 0.36049 | 0.43368
2012-08-04 09:00 | 0.22903 | 0.21931 | 0.16191 | 0.087185 | 0.52119 | 0.52119 | 0.52119 | 0.52119 | 0.29216 | 0.30188 | 0.35928 | 0.434
2012-08-04 10:00 | 0.23382 | 0.21757 | 0.16403 | 0.089223 | 0.52119 | 0.52119 | 0.52119 | 0.52119 | 0.28737 | 0.30361 | 0.35716 | 0.43197
2012-08-04 11:00 | 0.23437 | 0.22215 | 0.16371 | 0.089033 | 0.52119 | 0.52119 | 0.52119 | 0.52119 | 0.28682 | 0.29904 | 0.35748 | 0.43216
2012-08-04 12:00 | 0.23197 | 0.22019 | 0.17715 | 0.088087 | 0.52119 | 0.52119 | 0.52119 | 0.52119 | 0.28922 | 0.301 | 0.34403 | 0.4331
2012-08-04 13:00 | 0.22728 | 0.21019 | 0.17977 | 0.087188 | 0.52119 | 0.52119 | 0.52119 | 0.52119 | 0.29391 | 0.311 | 0.34142 | 0.434
2012-08-04 14:00 | 0.22454 | 0.20322 | 0.18233 | 0.089576 | 0.52119 | 0.52119 | 0.52119 | 0.52119 | 0.29665 | 0.31797 | 0.33885 | 0.43161
2012-08-04 15:00 | 0.21984 | 0.17673 | 0.1773 | 0.084645 | 0.52119 | 0.52119 | 0.52119 | 0.52119 | 0.30135 | 0.34446 | 0.34389 | 0.43654
2012-08-04 16:00 | 0.21527 | 0.16249 | 0.17832 | 0.084782 | 0.52119 | 0.52119 | 0.52119 | 0.52119 | 0.30592 | 0.3587 | 0.34287 | 0.43641
2012-08-04 17:00 | 0.20737 | 0.15476 | 0.17864 | 0.083261 | 0.52119 | 0.52119 | 0.52119 | 0.52119 | 0.31382 | 0.36643 | 0.34254 | 0.43793
2012-08-04 18:00 | 0.20539 | 0.14951 | 0.18251 | 0.080286 | 0.52119 | 0.52119 | 0.52119 | 0.52119 | 0.3158 | 0.37168 | 0.33868 | 0.4409
2012-08-04 19:00 | 0.1955 | 0.1389 | 0.18293 | 0.080488 | 0.52119 | 0.52119 | 0.52119 | 0.52119 | 0.32568 | 0.38229 | 0.33825 | 0.4407
2012-08-04 20:00 | 0.19463 | 0.13188 | 0.18483 | 0.08077 | 0.52119 | 0.52119 | 0.52119 | 0.52119 | 0.32655 | 0.38931 | 0.33636 | 0.44042
2012-08-04 21:00 | 0.19195 | 0.12861 | 0.18236 | 0.080897 | 0.52119 | 0.52119 | 0.52119 | 0.52119 | 0.32924 | 0.39258 | 0.33883 | 0.44029
2012-08-04 22:00 | 0.18825 | 0.12265 | 0.18203 | 0.081325 | 0.52119 | 0.52119 | 0.52119 | 0.52119 | 0.33294 | 0.39854 | 0.33916 | 0.43986
2012-08-04 23:00 | 0.18505 | 0.10982 | 0.17724 | 0.08084 | 0.52119 | 0.52119 | 0.52119 | 0.52119 | 0.33614 | 0.41137 | 0.34395 | 0.44035
2012-08-05 | 0.17552 | 0.10688 | 0.17358 | 0.084331 | 0.52119 | 0.52119 | 0.52119 | 0.52119 | 0.34567 | 0.41431 | 0.34761 | 0.43686
2012-08-05 01:00 | 0.17352 | 0.10228 | 0.16774 | 0.082088 | 0.52119 | 0.52119 | 0.52119 | 0.52119 | 0.34767 | 0.41891 | 0.35345 | 0.4391
2012-08-05 02:00 | 0.1746 | 0.10116 | 0.16734 | 0.082467 | 0.52119 | 0.52119 | 0.52119 | 0.52119 | 0.34658 | 0.42003 | 0.35384 | 0.43872
2012-08-05 03:00 | 0.1751 | 0.10261 | 0.16654 | 0.082211 | 0.52119 | 0.52119 | 0.52119 | 0.52119 | 0.34609 | 0.41858 | 0.35464 | 0.43898
2012-08-05 04:00 | 0.17539 | 0.10635 | 0.16495 | 0.081919 | 0.52119 | 0.52119 | 0.52119 | 0.52119 | 0.34579 | 0.41484 | 0.35624 | 0.43927
2012-08-05 05:00 | 0.17803 | 0.11021 | 0.16844 | 0.080337 | 0.52119 | 0.52119 | 0.52119 | 0.52119 | 0.34316 | 0.41098 | 0.35275 | 0.44085
2012-08-05 06:00 | 0.19412 | 0.12772 | 0.17015 | 0.085627 | 0.52119 | 0.52119 | 0.52119 | 0.52119 | 0.32707 | 0.39347 | 0.35104 | 0.43556
2012-08-05 07:00 | 0.20117 | 0.1579 | 0.16426 | 0.084994 | 0.52119 | 0.52119 | 0.52119 | 0.52119 | 0.32002 | 0.36328 | 0.35693 | 0.43619
2012-08-05 08:00 | 0.22062 | 0.20779 | 0.1632 | 0.087514 | 0.52119 | 0.52119 | 0.52119 | 0.52119 | 0.30057 | 0.3134 | 0.35799 | 0.43367
2012-08-05 09:00 | 0.22848 | 0.21926 | 0.1642 | 0.086463 | 0.52119 | 0.52119 | 0.52119 | 0.52119 | 0.29271 | 0.30193 | 0.35699 | 0.43473
2012-08-05 10:00 | 0.23474 | 0.21686 | 0.16619 | 0.088466 | 0.52119 | 0.52119 | 0.52119 | 0.52119 | 0.28644 | 0.30433 | 0.355 | 0.43272
2012-08-05 11:00 | 0.23462 | 0.22231 | 0.16661 | 0.089143 | 0.52119 | 0.52119 | 0.52119 | 0.52119 | 0.28657 | 0.29888 | 0.35458 | 0.43205
2012-08-05 12:00 | 0.23053 | 0.22007 | 0.17449 | 0.088234 | 0.52119 | 0.52119 | 0.52119 | 0.52119 | 0.29065 | 0.30112 | 0.3467 | 0.43295
2012-08-05 13:00 | 0.22603 | 0.21004 | 0.17391 | 0.087446 | 0.52119 | 0.52119 | 0.52119 | 0.52119 | 0.29515 | 0.31115 | 0.34727 | 0.43374
2012-08-05 14:00 | 0.2237 | 0.2032 | 0.17593 | 0.089793 | 0.52119 | 0.52119 | 0.52119 | 0.52119 | 0.29749 | 0.31799 | 0.34526 | 0.4314
2012-08-05 15:00 | 0.21992 | 0.17674 | 0.17615 | 0.084594 | 0.52119 | 0.52119 | 0.52119 | 0.52119 | 0.30127 | 0.34445 | 0.34503 | 0.43659
2012-08-05 16:00 | 0.21559 | 0.16267 | 0.1774 | 0.084779 | 0.52119 | 0.52119 | 0.52119 | 0.52119 | 0.30559 | 0.35852 | 0.34379 | 0.43641
2012-08-05 17:00 | 0.20996 | 0.15489 | 0.17796 | 0.083244 | 0.52119 | 0.52119 | 0.52119 | 0.52119 | 0.31123 | 0.3663 | 0.34323 | 0.43794
2012-08-05 18:00 | 0.20652 | 0.14937 | 0.18207 | 0.080261 | 0.52119 | 0.52119 | 0.52119 | 0.52119 | 0.31467 | 0.37181 | 0.33912 | 0.44093
2012-08-05 19:00 | 0.19575 | 0.13858 | 0.18236 | 0.080522 | 0.52119 | 0.52119 | 0.52119 | 0.52119 | 0.32544 | 0.38261 | 0.33882 | 0.44067
2012-08-05 20:00 | 0.19432 | 0.13195 | 0.18435 | 0.08081 | 0.52119 | 0.52119 | 0.52119 | 0.52119 | 0.32687 | 0.38924 | 0.33684 | 0.44038
2012-08-05 21:00 | 0.19225 | 0.12857 | 0.18175 | 0.080544 | 0.52119 | 0.52119 | 0.52119 | 0.52119 | 0.32894 | 0.39262 | 0.33944 | 0.44064
2012-08-05 22:00 | 0.18851 | 0.12263 | 0.18153 | 0.08135 | 0.52119 | 0.52119 | 0.52119 | 0.52119 | 0.33268 | 0.39856 | 0.33966 | 0.43984
2012-08-05 23:00 | 0.18591 | 0.10998 | 0.17796 | 0.080898 | 0.52119 | 0.52119 | 0.52119 | 0.52119 | 0.33528 | 0.41121 | 0.34323 | 0.44029
2012-08-06 | 0.17703 | 0.098443 | 0.17065 | 0.083887 | 0.52119 | 0.52119 | 0.52119 | 0.52119 | 0.34416 | 0.42275 | 0.35054 | 0.4373
2012-08-06 01:00 | 0.17688 | 0.10112 | 0.17086 | 0.084502 | 0.52119 | 0.52119 | 0.52119 | 0.52119 | 0.34431 | 0.42007 | 0.35033 | 0.43669
2012-08-06 02:00 | 0.17056 | 0.10347 | 0.17331 | 0.083447 | 0.52119 | 0.52119 | 0.52119 | 0.52119 | 0.35063 | 0.41772 | 0.34788 | 0.43774
2012-08-06 03:00 | 0.18215 | 0.11156 | 0.17917 | 0.084862 | 0.52119 | 0.52119 | 0.52119 | 0.52119 | 0.33904 | 0.40963 | 0.34202 | 0.43633
2012-08-06 04:00 | 0.20085 | 0.12672 | 0.18045 | 0.086781 | 0.52119 | 0.52119 | 0.52119 | 0.52119 | 0.32034 | 0.39447 | 0.34074 | 0.43441
2012-08-06 05:00 | 0.22541 | 0.14712 | 0.18348 | 0.090189 | 0.52119 | 0.52119 | 0.52119 | 0.52119 | 0.29578 | 0.37406 | 0.33771 | 0.431
2012-08-06 06:00 | 0.26064 | 0.22986 | 0.18746 | 0.093658 | 0.52119 | 0.52119 | 0.52119 | 0.52119 | 0.26054 | 0.29132 | 0.33373 | 0.42753
2012-08-06 07:00 | 0.28842 | 0.29388 | 0.18474 | 0.093033 | 0.52119 | 0.52119 | 0.52119 | 0.52119 | 0.23277 | 0.22731 | 0.33645 | 0.42816
2012-08-06 08:00 | 0.29648 | 0.31941 | 0.1829 | 0.092824 | 0.52119 | 0.52119 | 0.52119 | 0.52119 | 0.22471 | 0.20178 | 0.33829 | 0.42836
2012-08-06 09:00 | 0.29311 | 0.30918 | 0.18252 | 0.092839 | 0.52119 | 0.52119 | 0.52119 | 0.52119 | 0.22808 | 0.21201 | 0.33866 | 0.42835
2012-08-06 10:00 | 0.29032 | 0.306 | 0.17854 | 0.092595 | 0.52119 | 0.52119 | 0.52119 | 0.52119 | 0.23087 | 0.21519 | 0.34265 | 0.42859
2012-08-06 11:00 | 0.28874 | 0.30925 | 0.17849 | 0.092956 | 0.52119 | 0.52119 | 0.52119 | 0.52119 | 0.23245 | 0.21193 | 0.3427 | 0.42823
2012-08-06 12:00 | 0.29215 | 0.30612 | 0.1766 | 0.094184 | 0.52119 | 0.52119 | 0.52119 | 0.52119 | 0.22904 | 0.21507 | 0.34459 | 0.427
2012-08-06 13:00 | 0.29134 | 0.30388 | 0.17404 | 0.093625 | 0.52119 | 0.52119 | 0.52119 | 0.52119 | 0.22985 | 0.21731 | 0.34715 | 0.42756
2012-08-06 14:00 | 0.289 | 0.30393 | 0.17934 | 0.093649 | 0.52119 | 0.52119 | 0.52119 | 0.52119 | 0.23219 | 0.21726 | 0.34185 | 0.42754
2012-08-06 15:00 | 0.28644 | 0.29856 | 0.18007 | 0.094023 | 0.52119 | 0.52119 | 0.52119 | 0.52119 | 0.23474 | 0.22263 | 0.34112 | 0.42717
2012-08-06 16:00 | 0.28578 | 0.29692 | 0.1835 | 0.091524 | 0.52119 | 0.52119 | 0.52119 | 0.52119 | 0.23541 | 0.22426 | 0.33769 | 0.42966
2012-08-06 17:00 | 0.28187 | 0.28301 | 0.18515 | 0.090861 | 0.52119 | 0.52119 | 0.52119 | 0.52119 | 0.23932 | 0.23818 | 0.33603 | 0.43033
2012-08-06 18:00 | 0.24855 | 0.24644 | 0.18855 | 0.090887 | 0.52119 | 0.52119 | 0.52119 | 0.52119 | 0.27264 | 0.27474 | 0.33264 | 0.4303
2012-08-06 19:00 | 0.22689 | 0.20021 | 0.19043 | 0.08721 | 0.52119 | 0.52119 | 0.52119 | 0.52119 | 0.2943 | 0.32098 | 0.33076 | 0.43398
2012-08-06 20:00 | 0.21206 | 0.18341 | 0.18829 | 0.087952 | 0.52119 | 0.52119 | 0.52119 | 0.52119 | 0.30913 | 0.33778 | 0.3329 | 0.43324
2012-08-06 21:00 | 0.19892 | 0.17496 | 0.18773 | 0.087816 | 0.52119 | 0.52119 | 0.52119 | 0.52119 | 0.32226 | 0.34623 | 0.33346 | 0.43337
2012-08-06 22:00 | 0.18764 | 0.13927 | 0.18552 | 0.083751 | 0.52119 | 0.52119 | 0.52119 | 0.52119 | 0.33355 | 0.38192 | 0.33567 | 0.43744
2012-08-06 23:00 | 0.17991 | 0.10937 | 0.17829 | 0.081043 | 0.52119 | 0.52119 | 0.52119 | 0.52119 | 0.34128 | 0.41182 | 0.34289 | 0.44015
2012-08-07 | 0.17729 | 0.098457 | 0.17113 | 0.084028 | 0.52119 | 0.52119 | 0.52119 | 0.52119 | 0.3439 | 0.42273 | 0.35006 | 0.43716
2012-08-07 01:00 | 0.17762 | 0.10083 | 0.17161 | 0.084642 | 0.52119 | 0.52119 | 0.52119 | 0.52119 | 0.34357 | 0.42035 | 0.34958 | 0.43655
2012-08-07 02:00 | 0.17139 | 0.10348 | 0.17371 | 0.083464 | 0.52119 | 0.52119 | 0.52119 | 0.52119 | 0.3498 | 0.41771 | 0.34747 | 0.43772
2012-08-07 03:00 | 0.18264 | 0.11148 | 0.17996 | 0.084875 | 0.52119 | 0.52119 | 0.52119 | 0.52119 | 0.33855 | 0.40971 | 0.34122 | 0.43631
2012-08-07 04:00 | 0.20149 | 0.12674 | 0.18107 | 0.086958 | 0.52119 | 0.52119 | 0.52119 | 0.52119 | 0.3197 | 0.39444 | 0.34011 | 0.43423
2012-08-07 05:00 | 0.22574 | 0.14671 | 0.18464 | 0.090341 | 0.52119 | 0.52119 | 0.52119 | 0.52119 | 0.29545 | 0.37448 | 0.33655 | 0.43085
2012-08-07 06:00 | 0.26128 | 0.22962 | 0.18826 | 0.093785 | 0.52119 | 0.52119 | 0.52119 | 0.52119 | 0.2599 | 0.29157 | 0.33293 | 0.4274
2012-08-07 07:00 | 0.28787 | 0.29406 | 0.18153 | 0.091569 | 0.52119 | 0.52119 | 0.52119 | 0.52119 | 0.23332 | 0.22713 | 0.33965 | 0.42962
2012-08-07 08:00 | 0.29737 | 0.31966 | 0.17827 | 0.093364 | 0.52119 | 0.52119 | 0.52119 | 0.52119 | 0.22381 | 0.20153 | 0.34292 | 0.42782
2012-08-07 09:00 | 0.29311 | 0.30906 | 0.17521 | 0.092281 | 0.52119 | 0.52119 | 0.52119 | 0.52119 | 0.22807 | 0.21212 | 0.34597 | 0.42891
2012-08-07 10:00 | 0.29007 | 0.3059 | 0.1744 | 0.092177 | 0.52119 | 0.52119 | 0.52119 | 0.52119 | 0.23112 | 0.21529 | 0.34679 | 0.42901
2012-08-07 11:00 | 0.28825 | 0.30863 | 0.17474 | 0.092546 | 0.52119 | 0.52119 | 0.52119 | 0.52119 | 0.23294 | 0.21256 | 0.34644 | 0.42864
2012-08-07 12:00 | 0.29218 | 0.30568 | 0.1775 | 0.094151 | 0.52119 | 0.52119 | 0.52119 | 0.52119 | 0.229 | 0.21551 | 0.34369 | 0.42704
2012-08-07 13:00 | 0.29169 | 0.30403 | 0.17585 | 0.093765 | 0.52119 | 0.52119 | 0.52119 | 0.52119 | 0.2295 | 0.21716 | 0.34534 | 0.42742
2012-08-07 14:00 | 0.28941 | 0.30415 | 0.18122 | 0.093938 | 0.52119 | 0.52119 | 0.52119 | 0.52119 | 0.23178 | 0.21704 | 0.33997 | 0.42725
2012-08-07 15:00 | 0.28665 | 0.29901 | 0.18237 | 0.094371 | 0.52119 | 0.52119 | 0.52119 | 0.52119 | 0.23454 | 0.22218 | 0.33882 | 0.42682
2012-08-07 16:00 | 0.28609 | 0.29761 | 0.18467 | 0.091924 | 0.52119 | 0.52119 | 0.52119 | 0.52119 | 0.2351 | 0.22358 | 0.33652 | 0.42926
2012-08-07 17:00 | 0.28201 | 0.28298 | 0.1852 | 0.090915 | 0.52119 | 0.52119 | 0.52119 | 0.52119 | 0.23918 | 0.2382 | 0.33599 | 0.43027
2012-08-07 18:00 | 0.24895 | 0.24656 | 0.18957 | 0.090979 | 0.52119 | 0.52119 | 0.52119 | 0.52119 | 0.27224 | 0.27462 | 0.33162 | 0.43021
2012-08-07 19:00 | 0.22686 | 0.20043 | 0.19025 | 0.087206 | 0.52119 | 0.52119 | 0.52119 | 0.52119 | 0.29433 | 0.32076 | 0.33094 | 0.43398
2012-08-07 20:00 | 0.2121 | 0.18369 | 0.18932 | 0.089745 | 0.52119 | 0.52119 | 0.52119 | 0.52119 | 0.30909 | 0.3375 | 0.33187 | 0.43144
2012-08-07 21:00 | 0.19907 | 0.17511 | 0.18826 | 0.088601 | 0.52119 | 0.52119 | 0.52119 | 0.52119 | 0.32212 | 0.34607 | 0.33293 | 0.43259
2012-08-07 22:00 | 0.18778 | 0.13954 | 0.18667 | 0.085898 | 0.52119 | 0.52119 | 0.52119 | 0.52119 | 0.33341 | 0.38165 | 0.33452 | 0.43529
2012-08-07 23:00 | 0.18033 | 0.10945 | 0.17932 | 0.084172 | 0.52119 | 0.52119 | 0.52119 | 0.52119 | 0.34086 | 0.41174 | 0.34187 | 0.43702
2012-08-08 | 0.17723 | 0.098486 | 0.17312 | 0.084105 | 0.52119 | 0.52119 | 0.52119 | 0.52119 | 0.34396 | 0.4227 | 0.34806 | 0.43708
2012-08-08 01:00 | 0.17705 | 0.10042 | 0.17363 | 0.084759 | 0.52119 | 0.52119 | 0.52119 | 0.52119 | 0.34414 | 0.42077 | 0.34755 | 0.43643
2012-08-08 02:00 | 0.17216 | 0.10297 | 0.17654 | 0.084857 | 0.52119 | 0.52119 | 0.52119 | 0.52119 | 0.34902 | 0.41822 | 0.34465 | 0.43633
2012-08-08 03:00 | 0.18323 | 0.11096 | 0.18255 | 0.085504 | 0.52119 | 0.52119 | 0.52119 | 0.52119 | 0.33796 | 0.41023 | 0.33863 | 0.43568
2012-08-08 04:00 | 0.20168 | 0.12569 | 0.18468 | 0.088749 | 0.52119 | 0.52119 | 0.52119 | 0.52119 | 0.31951 | 0.3955 | 0.33651 | 0.43244
2012-08-08 05:00 | 0.22616 | 0.14606 | 0.18748 | 0.09119 | 0.52119 | 0.52119 | 0.52119 | 0.52119 | 0.29503 | 0.37513 | 0.33371 | 0.43
2012-08-08 06:00 | 0.26137 | 0.22908 | 0.19254 | 0.094391 | 0.52119 | 0.52119 | 0.52119 | 0.52119 | 0.25982 | 0.29211 | 0.32865 | 0.4268
2012-08-08 07:00 | 0.28822 | 0.29444 | 0.19022 | 0.09607 | 0.52119 | 0.52119 | 0.52119 | 0.52119 | 0.23297 | 0.22674 | 0.33097 | 0.42512
2012-08-08 08:00 | 0.29811 | 0.32012 | 0.18811 | 0.094511 | 0.52119 | 0.52119 | 0.52119 | 0.52119 | 0.22308 | 0.20107 | 0.33308 | 0.42668
2012-08-08 09:00 | 0.29345 | 0.3098 | 0.18444 | 0.092437 | 0.52119 | 0.52119 | 0.52119 | 0.52119 | 0.22774 | 0.21139 | 0.33675 | 0.42875
2012-08-08 10:00 | 0.29033 | 0.30627 | 0.1798 | 0.092626 | 0.52119 | 0.52119 | 0.52119 | 0.52119 | 0.23086 | 0.21492 | 0.34139 | 0.42856
2012-08-08 11:00 | 0.28816 | 0.30911 | 0.18019 | 0.09291 | 0.52119 | 0.52119 | 0.52119 | 0.52119 | 0.23303 | 0.21208 | 0.341 | 0.42828
2012-08-08 12:00 | 0.29214 | 0.30611 | 0.18046 | 0.094454 | 0.52119 | 0.52119 | 0.52119 | 0.52119 | 0.22904 | 0.21508 | 0.34073 | 0.42673
2012-08-08 13:00 | 0.2918 | 0.30428 | 0.17654 | 0.093964 | 0.52119 | 0.52119 | 0.52119 | 0.52119 | 0.22939 | 0.21691 | 0.34465 | 0.42722
2012-08-08 14:00 | 0.28966 | 0.30455 | 0.18119 | 0.094126 | 0.52119 | 0.52119 | 0.52119 | 0.52119 | 0.23153 | 0.21664 | 0.34 | 0.42706
2012-08-08 15:00 | 0.286 | 0.29951 | 0.1819 | 0.094424 | 0.52119 | 0.52119 | 0.52119 | 0.52119 | 0.23519 | 0.22168 | 0.33928 | 0.42676
2012-08-08 16:00 | 0.28598 | 0.29805 | 0.18422 | 0.092046 | 0.52119 | 0.52119 | 0.52119 | 0.52119 | 0.23521 | 0.22314 | 0.33696 | 0.42914
2012-08-08 17:00 | 0.28201 | 0.28311 | 0.18511 | 0.091122 | 0.52119 | 0.52119 | 0.52119 | 0.52119 | 0.23917 | 0.23808 | 0.33608 | 0.43007
2012-08-08 18:00 | 0.24907 | 0.24662 | 0.18982 | 0.091075 | 0.52119 | 0.52119 | 0.52119 | 0.52119 | 0.27211 | 0.27457 | 0.33137 | 0.43011
2012-08-08 19:00 | 0.22674 | 0.20021 | 0.19071 | 0.087274 | 0.52119 | 0.52119 | 0.52119 | 0.52119 | 0.29444 | 0.32098 | 0.33047 | 0.43391
2012-08-08 20:00 | 0.21204 | 0.18381 | 0.18998 | 0.090423 | 0.52119 | 0.52119 | 0.52119 | 0.52119 | 0.30914 | 0.33738 | 0.33121 | 0.43077
2012-08-08 21:00 | 0.19905 | 0.17522 | 0.1894 | 0.089491 | 0.52119 | 0.52119 | 0.52119 | 0.52119 | 0.32214 | 0.34597 | 0.33179 | 0.4317
2012-08-08 22:00 | 0.18779 | 0.13948 | 0.18756 | 0.086501 | 0.52119 | 0.52119 | 0.52119 | 0.52119 | 0.3334 | 0.3817 | 0.33363 | 0.43469
2012-08-08 23:00 | 0.17994 | 0.10915 | 0.17982 | 0.084692 | 0.52119 | 0.52119 | 0.52119 | 0.52119 | 0.34125 | 0.41204 | 0.34137 | 0.4365
2012-08-09 | 0.17711 | 0.098413 | 0.17393 | 0.084195 | 0.52119 | 0.52119 | 0.52119 | 0.52119 | 0.34407 | 0.42278 | 0.34726 | 0.43699
2012-08-09 01:00 | 0.17744 | 0.10058 | 0.17421 | 0.08481 | 0.52119 | 0.52119 | 0.52119 | 0.52119 | 0.34375 | 0.42061 | 0.34698 | 0.43638
2012-08-09 02:00 | 0.17166 | 0.10321 | 0.17718 | 0.085331 | 0.52119 | 0.52119 | 0.52119 | 0.52119 | 0.34953 | 0.41798 | 0.34401 | 0.43586
2012-08-09 03:00 | 0.18287 | 0.11133 | 0.1828 | 0.086406 | 0.52119 | 0.52119 | 0.52119 | 0.52119 | 0.33831 | 0.40986 | 0.33839 | 0.43478
2012-08-09 04:00 | 0.20157 | 0.12566 | 0.18501 | 0.089197 | 0.52119 | 0.52119 | 0.52119 | 0.52119 | 0.31962 | 0.39553 | 0.33618 | 0.43199
2012-08-09 05:00 | 0.22573 | 0.14602 | 0.18747 | 0.091334 | 0.52119 | 0.52119 | 0.52119 | 0.52119 | 0.29546 | 0.37517 | 0.33372 | 0.42985
2012-08-09 06:00 | 0.25961 | 0.23029 | 0.19168 | 0.094341 | 0.52119 | 0.52119 | 0.52119 | 0.52119 | 0.26158 | 0.2909 | 0.32951 | 0.42685
2012-08-09 07:00 | 0.28596 | 0.29424 | 0.18981 | 0.095978 | 0.52119 | 0.52119 | 0.52119 | 0.52119 | 0.23523 | 0.22695 | 0.33138 | 0.42521
2012-08-09 08:00 | 0.29544 | 0.32041 | 0.18637 | 0.094401 | 0.52119 | 0.52119 | 0.52119 | 0.52119 | 0.22575 | 0.20078 | 0.33482 | 0.42679
2012-08-09 09:00 | 0.29247 | 0.30971 | 0.18184 | 0.092663 | 0.52119 | 0.52119 | 0.52119 | 0.52119 | 0.22872 | 0.21148 | 0.33935 | 0.42852
2012-08-09 10:00 | 0.2892 | 0.30677 | 0.17798 | 0.09276 | 0.52119 | 0.52119 | 0.52119 | 0.52119 | 0.23199 | 0.21441 | 0.3432 | 0.42843
2012-08-09 11:00 | 0.2871 | 0.30963 | 0.17788 | 0.092794 | 0.52119 | 0.52119 | 0.52119 | 0.52119 | 0.23409 | 0.21156 | 0.34331 | 0.42839
2012-08-09 12:00 | 0.29194 | 0.30652 | 0.17841 | 0.094314 | 0.52119 | 0.52119 | 0.52119 | 0.52119 | 0.22925 | 0.21466 | 0.34278 | 0.42687
2012-08-09 13:00 | 0.2918 | 0.30469 | 0.17542 | 0.094014 | 0.52119 | 0.52119 | 0.52119 | 0.52119 | 0.22938 | 0.21649 | 0.34577 | 0.42717
2012-08-09 14:00 | 0.28885 | 0.3048 | 0.18026 | 0.094081 | 0.52119 | 0.52119 | 0.52119 | 0.52119 | 0.23234 | 0.21639 | 0.34093 | 0.42711
2012-08-09 15:00 | 0.28615 | 0.29949 | 0.18185 | 0.094489 | 0.52119 | 0.52119 | 0.52119 | 0.52119 | 0.23504 | 0.2217 | 0.33934 | 0.4267
2012-08-09 16:00 | 0.28567 | 0.29824 | 0.18442 | 0.092163 | 0.52119 | 0.52119 | 0.52119 | 0.52119 | 0.23551 | 0.22295 | 0.33677 | 0.42902
2012-08-09 17:00 | 0.282 | 0.28355 | 0.18648 | 0.093132 | 0.52119 | 0.52119 | 0.52119 | 0.52119 | 0.23919 | 0.23764 | 0.3347 | 0.42806
2012-08-09 18:00 | 0.24891 | 0.24719 | 0.19082 | 0.091322 | 0.52119 | 0.52119 | 0.52119 | 0.52119 | 0.27228 | 0.274 | 0.33037 | 0.42987
2012-08-09 19:00 | 0.2268 | 0.20044 | 0.19105 | 0.087315 | 0.52119 | 0.52119 | 0.52119 | 0.52119 | 0.29439 | 0.32075 | 0.33014 | 0.43387
2012-08-09 20:00 | 0.21207 | 0.18424 | 0.19026 | 0.090586 | 0.52119 | 0.52119 | 0.52119 | 0.52119 | 0.30911 | 0.33694 | 0.33092 | 0.4306
2012-08-09 21:00 | 0.19888 | 0.17559 | 0.18844 | 0.089592 | 0.52119 | 0.52119 | 0.52119 | 0.52119 | 0.32231 | 0.3456 | 0.33275 | 0.4316
2012-08-09 22:00 | 0.18765 | 0.13978 | 0.18654 | 0.086373 | 0.52119 | 0.52119 | 0.52119 | 0.52119 | 0.33354 | 0.38141 | 0.33465 | 0.43482
2012-08-09 23:00 | 0.17992 | 0.10968 | 0.17935 | 0.084394 | 0.52119 | 0.52119 | 0.52119 | 0.52119 | 0.34127 | 0.41151 | 0.34184 | 0.43679
2012-08-10 | 0.17732 | 0.098889 | 0.17361 | 0.084102 | 0.52119 | 0.52119 | 0.52119 | 0.52119 | 0.34386 | 0.4223 | 0.34758 | 0.43709
2012-08-10 01:00 | 0.17708 | 0.10163 | 0.17384 | 0.084722 | 0.52119 | 0.52119 | 0.52119 | 0.52119 | 0.34411 | 0.41956 | 0.34735 | 0.43647
2012-08-10 02:00 | 0.17098 | 0.10366 | 0.17704 | 0.085216 | 0.52119 | 0.52119 | 0.52119 | 0.52119 | 0.35021 | 0.41753 | 0.34414 | 0.43597
2012-08-10 03:00 | 0.18248 | 0.11171 | 0.18285 | 0.085976 | 0.52119 | 0.52119 | 0.52119 | 0.52119 | 0.33871 | 0.40948 | 0.33834 | 0.43521
2012-08-10 04:00 | 0.20123 | 0.12622 | 0.18496 | 0.088784 | 0.52119 | 0.52119 | 0.52119 | 0.52119 | 0.31996 | 0.39496 | 0.33623 | 0.4324
2012-08-10 05:00 | 0.22544 | 0.14707 | 0.18736 | 0.091085 | 0.52119 | 0.52119 | 0.52119 | 0.52119 | 0.29575 | 0.37412 | 0.33383 | 0.4301
2012-08-10 06:00 | 0.25957 | 0.23043 | 0.19153 | 0.094095 | 0.52119 | 0.52119 | 0.52119 | 0.52119 | 0.26162 | 0.29076 | 0.32966 | 0.42709
2012-08-10 07:00 | 0.28791 | 0.29417 | 0.18827 | 0.094659 | 0.52119 | 0.52119 | 0.52119 | 0.52119 | 0.23327 | 0.22702 | 0.33292 | 0.42653
2012-08-10 08:00 | 0.29476 | 0.32009 | 0.18438 | 0.092657 | 0.52119 | 0.52119 | 0.52119 | 0.52119 | 0.22643 | 0.2011 | 0.3368 | 0.42853
2012-08-10 09:00 | 0.29293 | 0.30972 | 0.18115 | 0.092597 | 0.52119 | 0.52119 | 0.52119 | 0.52119 | 0.22825 | 0.21147 | 0.34004 | 0.42859
2012-08-10 10:00 | 0.28914 | 0.30665 | 0.17751 | 0.092711 | 0.52119 | 0.52119 | 0.52119 | 0.52119 | 0.23205 | 0.21454 | 0.34368 | 0.42848
2012-08-10 11:00 | 0.28715 | 0.30918 | 0.17797 | 0.092768 | 0.52119 | 0.52119 | 0.52119 | 0.52119 | 0.23404 | 0.21201 | 0.34322 | 0.42842
2012-08-10 12:00 | 0.292 | 0.30653 | 0.17876 | 0.094289 | 0.52119 | 0.52119 | 0.52119 | 0.52119 | 0.22919 | 0.21466 | 0.34243 | 0.4269
2012-08-10 13:00 | 0.29185 | 0.30464 | 0.17556 | 0.093951 | 0.52119 | 0.52119 | 0.52119 | 0.52119 | 0.22934 | 0.21655 | 0.34562 | 0.42724
2012-08-10 14:00 | 0.2893 | 0.30454 | 0.1807 | 0.094089 | 0.52119 | 0.52119 | 0.52119 | 0.52119 | 0.23189 | 0.21665 | 0.34049 | 0.4271
2012-08-10 15:00 | 0.28547 | 0.29936 | 0.18163 | 0.094428 | 0.52119 | 0.52119 | 0.52119 | 0.52119 | 0.23572 | 0.22182 | 0.33956 | 0.42676
2012-08-10 16:00 | 0.28596 | 0.29806 | 0.18388 | 0.092176 | 0.52119 | 0.52119 | 0.52119 | 0.52119 | 0.23523 | 0.22313 | 0.33731 | 0.42901
2012-08-10 17:00 | 0.28193 | 0.28312 | 0.18469 | 0.091122 | 0.52119 | 0.52119 | 0.52119 | 0.52119 | 0.23926 | 0.23807 | 0.3365 | 0.43007
2012-08-10 18:00 | 0.24919 | 0.24636 | 0.18937 | 0.091079 | 0.52119 | 0.52119 | 0.52119 | 0.52119 | 0.272 | 0.27483 | 0.33182 | 0.43011
2012-08-10 19:00 | 0.22674 | 0.20003 | 0.19032 | 0.087268 | 0.52119 | 0.52119 | 0.52119 | 0.52119 | 0.29445 | 0.32116 | 0.33087 | 0.43392
2012-08-10 20:00 | 0.21193 | 0.18357 | 0.18922 | 0.089992 | 0.52119 | 0.52119 | 0.52119 | 0.52119 | 0.30926 | 0.33762 | 0.33197 | 0.4312
2012-08-10 21:00 | 0.19862 | 0.17506 | 0.18703 | 0.089256 | 0.52119 | 0.52119 | 0.52119 | 0.52119 | 0.32257 | 0.34613 | 0.33416 | 0.43193
2012-08-10 22:00 | 0.18736 | 0.13933 | 0.18523 | 0.085176 | 0.52119 | 0.52119 | 0.52119 | 0.52119 | 0.33383 | 0.38185 | 0.33595 | 0.43601
2012-08-10 23:00 | 0.18022 | 0.10944 | 0.17841 | 0.082918 | 0.52119 | 0.52119 | 0.52119 | 0.52119 | 0.34097 | 0.41175 | 0.34278 | 0.43827
2012-08-11 | 0.17495 | 0.10696 | 0.17509 | 0.08575 | 0.52119 | 0.52119 | 0.52119 | 0.52119 | 0.34624 | 0.41422 | 0.3461 | 0.43544
2012-08-11 01:00 | 0.17275 | 0.10235 | 0.17073 | 0.082838 | 0.52119 | 0.52119 | 0.52119 | 0.52119 | 0.34844 | 0.41884 | 0.35046 | 0.43835
2012-08-11 02:00 | 0.17386 | 0.10135 | 0.17276 | 0.083611 | 0.52119 | 0.52119 | 0.52119 | 0.52119 | 0.34733 | 0.41984 | 0.34842 | 0.43758
2012-08-11 03:00 | 0.17403 | 0.10281 | 0.17275 | 0.083987 | 0.52119 | 0.52119 | 0.52119 | 0.52119 | 0.34715 | 0.41838 | 0.34843 | 0.4372
2012-08-11 04:00 | 0.17439 | 0.10674 | 0.17319 | 0.084048 | 0.52119 | 0.52119 | 0.52119 | 0.52119 | 0.3468 | 0.41445 | 0.34799 | 0.43714
2012-08-11 05:00 | 0.17714 | 0.11089 | 0.17697 | 0.082648 | 0.52119 | 0.52119 | 0.52119 | 0.52119 | 0.34405 | 0.4103 | 0.34422 | 0.43854
2012-08-11 06:00 | 0.19347 | 0.12757 | 0.17799 | 0.088241 | 0.52119 | 0.52119 | 0.52119 | 0.52119 | 0.32772 | 0.39362 | 0.3432 | 0.43295
2012-08-11 07:00 | 0.20014 | 0.15831 | 0.17537 | 0.088075 | 0.52119 | 0.52119 | 0.52119 | 0.52119 | 0.32104 | 0.36287 | 0.34582 | 0.43311
2012-08-11 08:00 | 0.22015 | 0.20902 | 0.17726 | 0.090997 | 0.52119 | 0.52119 | 0.52119 | 0.52119 | 0.30103 | 0.31216 | 0.34393 | 0.43019
2012-08-11 09:00 | 0.22884 | 0.22047 | 0.17658 | 0.089915 | 0.52119 | 0.52119 | 0.52119 | 0.52119 | 0.29235 | 0.30072 | 0.34461 | 0.43127
2012-08-11 10:00 | 0.23416 | 0.2178 | 0.17341 | 0.091636 | 0.52119 | 0.52119 | 0.52119 | 0.52119 | 0.28703 | 0.30339 | 0.34778 | 0.42955
2012-08-11 11:00 | 0.23342 | 0.223 | 0.17329 | 0.092726 | 0.52119 | 0.52119 | 0.52119 | 0.52119 | 0.28777 | 0.29819 | 0.3479 | 0.42846
2012-08-11 12:00 | 0.23092 | 0.22106 | 0.1836 | 0.091896 | 0.52119 | 0.52119 | 0.52119 | 0.52119 | 0.29026 | 0.30013 | 0.33759 | 0.42929
2012-08-11 13:00 | 0.22504 | 0.21098 | 0.18145 | 0.090596 | 0.52119 | 0.52119 | 0.52119 | 0.52119 | 0.29614 | 0.31021 | 0.33974 | 0.43059
2012-08-11 14:00 | 0.22287 | 0.20422 | 0.18572 | 0.089265 | 0.52119 | 0.52119 | 0.52119 | 0.52119 | 0.29831 | 0.31697 | 0.33546 | 0.43192
2012-08-11 15:00 | 0.21732 | 0.17789 | 0.18248 | 0.090837 | 0.52119 | 0.52119 | 0.52119 | 0.52119 | 0.30386 | 0.3433 | 0.33871 | 0.43035
2012-08-11 16:00 | 0.21336 | 0.16388 | 0.1832 | 0.087684 | 0.52119 | 0.52119 | 0.52119 | 0.52119 | 0.30783 | 0.35731 | 0.33799 | 0.4335
2012-08-11 17:00 | 0.20695 | 0.15637 | 0.1846 | 0.083527 | 0.52119 | 0.52119 | 0.52119 | 0.52119 | 0.31424 | 0.36481 | 0.33659 | 0.43766
2012-08-11 18:00 | 0.20573 | 0.15042 | 0.18548 | 0.08107 | 0.52119 | 0.52119 | 0.52119 | 0.52119 | 0.31546 | 0.37077 | 0.3357 | 0.44012
2012-08-11 19:00 | 0.19499 | 0.13955 | 0.18317 | 0.080134 | 0.52119 | 0.52119 | 0.52119 | 0.52119 | 0.3262 | 0.38164 | 0.33802 | 0.44105
2012-08-11 20:00 | 0.19352 | 0.13265 | 0.18672 | 0.080413 | 0.52119 | 0.52119 | 0.52119 | 0.52119 | 0.32767 | 0.38854 | 0.33447 | 0.44077
2012-08-11 21:00 | 0.19108 | 0.12949 | 0.18576 | 0.082696 | 0.52119 | 0.52119 | 0.52119 | 0.52119 | 0.33011 | 0.3917 | 0.33542 | 0.43849
2012-08-11 22:00 | 0.18765 | 0.12296 | 0.18318 | 0.081071 | 0.52119 | 0.52119 | 0.52119 | 0.52119 | 0.33354 | 0.39823 | 0.33801 | 0.44012
2012-08-11 23:00 | 0.18535 | 0.10996 | 0.1806 | 0.080827 | 0.52119 | 0.52119 | 0.52119 | 0.52119 | 0.33584 | 0.41122 | 0.34059 | 0.44036
2012-08-12 | 0.17484 | 0.10714 | 0.17592 | 0.086756 | 0.52119 | 0.52119 | 0.52119 | 0.52119 | 0.34635 | 0.41405 | 0.34527 | 0.43443
2012-08-12 01:00 | 0.17272 | 0.10263 | 0.17291 | 0.08293 | 0.52119 | 0.52119 | 0.52119 | 0.52119 | 0.34846 | 0.41856 | 0.34828 | 0.43826
2012-08-12 02:00 | 0.1738 | 0.10169 | 0.17343 | 0.083636 | 0.52119 | 0.52119 | 0.52119 | 0.52119 | 0.34739 | 0.4195 | 0.34776 | 0.43755
2012-08-12 03:00 | 0.17407 | 0.10305 | 0.17296 | 0.084067 | 0.52119 | 0.52119 | 0.52119 | 0.52119 | 0.34712 | 0.41814 | 0.34823 | 0.43712
2012-08-12 04:00 | 0.17423 | 0.10713 | 0.17302 | 0.084179 | 0.52119 | 0.52119 | 0.52119 | 0.52119 | 0.34696 | 0.41406 | 0.34817 | 0.43701
2012-08-12 05:00 | 0.17737 | 0.11154 | 0.17707 | 0.082847 | 0.52119 | 0.52119 | 0.52119 | 0.52119 | 0.34382 | 0.40965 | 0.34412 | 0.43834
2012-08-12 06:00 | 0.19369 | 0.12752 | 0.17818 | 0.088263 | 0.52119 | 0.52119 | 0.52119 | 0.52119 | 0.3275 | 0.39366 | 0.34301 | 0.43293
2012-08-12 07:00 | 0.20255 | 0.15917 | 0.17713 | 0.088072 | 0.52119 | 0.52119 | 0.52119 | 0.52119 | 0.31863 | 0.36202 | 0.34405 | 0.43312
2012-08-12 08:00 | 0.22275 | 0.20849 | 0.17983 | 0.091011 | 0.52119 | 0.52119 | 0.52119 | 0.52119 | 0.29844 | 0.3127 | 0.34136 | 0.43018
2012-08-12 09:00 | 0.22864 | 0.22007 | 0.17592 | 0.089492 | 0.52119 | 0.52119 | 0.52119 | 0.52119 | 0.29255 | 0.30112 | 0.34527 | 0.4317
2012-08-12 10:00 | 0.23476 | 0.21741 | 0.17313 | 0.090996 | 0.52119 | 0.52119 | 0.52119 | 0.52119 | 0.28643 | 0.30378 | 0.34806 | 0.43019
2012-08-12 11:00 | 0.23494 | 0.22257 | 0.17208 | 0.09191 | 0.52119 | 0.52119 | 0.52119 | 0.52119 | 0.28625 | 0.29861 | 0.34911 | 0.42928
2012-08-12 12:00 | 0.23238 | 0.22041 | 0.18131 | 0.090985 | 0.52119 | 0.52119 | 0.52119 | 0.52119 | 0.28881 | 0.30078 | 0.33988 | 0.4302
2012-08-12 13:00 | 0.22756 | 0.21028 | 0.17978 | 0.089991 | 0.52119 | 0.52119 | 0.52119 | 0.52119 | 0.29363 | 0.31091 | 0.34141 | 0.4312
2012-08-12 14:00 | 0.22504 | 0.20367 | 0.18172 | 0.08969 | 0.52119 | 0.52119 | 0.52119 | 0.52119 | 0.29614 | 0.31752 | 0.33946 | 0.4315
2012-08-12 15:00 | 0.219 | 0.17702 | 0.17983 | 0.086715 | 0.52119 | 0.52119 | 0.52119 | 0.52119 | 0.30219 | 0.34417 | 0.34136 | 0.43447
2012-08-12 16:00 | 0.21467 | 0.16322 | 0.18176 | 0.085982 | 0.52119 | 0.52119 | 0.52119 | 0.52119 | 0.30652 | 0.35797 | 0.33942 | 0.43521
2012-08-12 17:00 | 0.20893 | 0.15588 | 0.18287 | 0.083052 | 0.52119 | 0.52119 | 0.52119 | 0.52119 | 0.31226 | 0.3653 | 0.33832 | 0.43814
2012-08-12 18:00 | 0.20681 | 0.14999 | 0.18476 | 0.080126 | 0.52119 | 0.52119 | 0.52119 | 0.52119 | 0.31438 | 0.37119 | 0.33642 | 0.44106
2012-08-12 19:00 | 0.19583 | 0.13947 | 0.18475 | 0.080342 | 0.52119 | 0.52119 | 0.52119 | 0.52119 | 0.32536 | 0.38171 | 0.33644 | 0.44085
2012-08-12 20:00 | 0.19457 | 0.13242 | 0.1874 | 0.080594 | 0.52119 | 0.52119 | 0.52119 | 0.52119 | 0.32662 | 0.38877 | 0.33378 | 0.44059
2012-08-12 21:00 | 0.19183 | 0.12929 | 0.18771 | 0.081637 | 0.52119 | 0.52119 | 0.52119 | 0.52119 | 0.32936 | 0.39189 | 0.33347 | 0.43955
2012-08-12 22:00 | 0.18808 | 0.12293 | 0.18264 | 0.081172 | 0.52119 | 0.52119 | 0.52119 | 0.52119 | 0.33311 | 0.39826 | 0.33855 | 0.44002
2012-08-12 23:00 | 0.18586 | 0.10978 | 0.17914 | 0.080884 | 0.52119 | 0.52119 | 0.52119 | 0.52119 | 0.33533 | 0.4114 | 0.34205 | 0.4403
2012-08-13 | 0.17733 | 0.098527 | 0.17094 | 0.083833 | 0.52119 | 0.52119 | 0.52119 | 0.52119 | 0.34386 | 0.42266 | 0.35025 | 0.43735
2012-08-13 01:00 | 0.17828 | 0.10046 | 0.17219 | 0.084506 | 0.52119 | 0.52119 | 0.52119 | 0.52119 | 0.34291 | 0.42073 | 0.349 | 0.43668
2012-08-13 02:00 | 0.17166 | 0.10309 | 0.17485 | 0.083905 | 0.52119 | 0.52119 | 0.52119 | 0.52119 | 0.34953 | 0.4181 | 0.34634 | 0.43728
2012-08-13 03:00 | 0.18278 | 0.11111 | 0.18147 | 0.08485 | 0.52119 | 0.52119 | 0.52119 | 0.52119 | 0.33841 | 0.41007 | 0.33971 | 0.43634
2012-08-13 04:00 | 0.2012 | 0.12642 | 0.18347 | 0.087573 | 0.52119 | 0.52119 | 0.52119 | 0.52119 | 0.31998 | 0.39477 | 0.33772 | 0.43362
2012-08-13 05:00 | 0.22584 | 0.14652 | 0.18648 | 0.090449 | 0.52119 | 0.52119 | 0.52119 | 0.52119 | 0.29535 | 0.37467 | 0.3347 | 0.43074
2012-08-13 06:00 | 0.26337 | 0.22931 | 0.19068 | 0.093724 | 0.52119 | 0.52119 | 0.52119 | 0.52119 | 0.25782 | 0.29188 | 0.33051 | 0.42746
2012-08-13 07:00 | 0.29006 | 0.29528 | 0.18511 | 0.092754 | 0.52119 | 0.52119 | 0.52119 | 0.52119 | 0.23113 | 0.22591 | 0.33608 | 0.42843
2012-08-13 08:00 | 0.2988 | 0.31961 | 0.18626 | 0.092622 | 0.52119 | 0.52119 | 0.52119 | 0.52119 | 0.22239 | 0.20158 | 0.33492 | 0.42857
2012-08-13 09:00 | 0.2942 | 0.30941 | 0.18333 | 0.092173 | 0.52119 | 0.52119 | 0.52119 | 0.52119 | 0.22698 | 0.21178 | 0.33785 | 0.42901
2012-08-13 10:00 | 0.29163 | 0.30651 | 0.18018 | 0.09234 | 0.52119 | 0.52119 | 0.52119 | 0.52119 | 0.22955 | 0.21468 | 0.34101 | 0.42885
2012-08-13 11:00 | 0.28987 | 0.30916 | 0.181 | 0.092967 | 0.52119 | 0.52119 | 0.52119 | 0.52119 | 0.23132 | 0.21203 | 0.34019 | 0.42822
2012-08-13 12:00 | 0.29145 | 0.30578 | 0.18115 | 0.094567 | 0.52119 | 0.52119 | 0.52119 | 0.52119 | 0.22974 | 0.21541 | 0.34004 | 0.42662
2012-08-13 13:00 | 0.29058 | 0.30424 | 0.18011 | 0.094195 | 0.52119 | 0.52119 | 0.52119 | 0.52119 | 0.23061 | 0.21695 | 0.34108 | 0.42699
2012-08-13 14:00 | 0.29014 | 0.30433 | 0.18419 | 0.094497 | 0.52119 | 0.52119 | 0.52119 | 0.52119 | 0.23104 | 0.21686 | 0.337 | 0.42669
2012-08-13 15:00 | 0.28783 | 0.29911 | 0.18462 | 0.094779 | 0.52119 | 0.52119 | 0.52119 | 0.52119 | 0.23335 | 0.22208 | 0.33657 | 0.42641
2012-08-13 16:00 | 0.2872 | 0.29785 | 0.18637 | 0.092274 | 0.52119 | 0.52119 | 0.52119 | 0.52119 | 0.23398 | 0.22333 | 0.33482 | 0.42891
2012-08-13 17:00 | 0.28187 | 0.28347 | 0.18749 | 0.092058 | 0.52119 | 0.52119 | 0.52119 | 0.52119 | 0.23932 | 0.23772 | 0.3337 | 0.42913
2012-08-13 18:00 | 0.2486 | 0.24816 | 0.19034 | 0.091046 | 0.52119 | 0.52119 | 0.52119 | 0.52119 | 0.27259 | 0.27303 | 0.33085 | 0.43014
2012-08-13 19:00 | 0.22693 | 0.20122 | 0.19067 | 0.087197 | 0.52119 | 0.52119 | 0.52119 | 0.52119 | 0.29426 | 0.31997 | 0.33052 | 0.43399
2012-08-13 20:00 | 0.21218 | 0.18399 | 0.18942 | 0.08951 | 0.52119 | 0.52119 | 0.52119 | 0.52119 | 0.30901 | 0.33719 | 0.33177 | 0.43168
2012-08-13 21:00 | 0.19906 | 0.17545 | 0.18834 | 0.088588 | 0.52119 | 0.52119 | 0.52119 | 0.52119 | 0.32213 | 0.34574 | 0.33285 | 0.4326
2012-08-13 22:00 | 0.18778 | 0.13992 | 0.18599 | 0.084392 | 0.52119 | 0.52119 | 0.52119 | 0.52119 | 0.3334 | 0.38127 | 0.3352 | 0.4368
2012-08-13 23:00 | 0.18008 | 0.10971 | 0.17829 | 0.081572 | 0.52119 | 0.52119 | 0.52119 | 0.52119 | 0.34111 | 0.41148 | 0.3429 | 0.43962
2012-08-14 | 0.17721 | 0.09844 | 0.17101 | 0.084066 | 0.52119 | 0.52119 | 0.52119 | 0.52119 | 0.34398 | 0.42275 | 0.35018 | 0.43712
2012-08-14 01:00 | 0.17727 | 0.10047 | 0.17166 | 0.084743 | 0.52119 | 0.52119 | 0.52119 | 0.52119 | 0.34392 | 0.42072 | 0.34953 | 0.43645
2012-08-14 02:00 | 0.1716 | 0.10306 | 0.17451 | 0.08378 | 0.52119 | 0.52119 | 0.52119 | 0.52119 | 0.34959 | 0.41812 | 0.34668 | 0.43741
2012-08-14 03:00 | 0.18274 | 0.11112 | 0.18031 | 0.084875 | 0.52119 | 0.52119 | 0.52119 | 0.52119 | 0.33845 | 0.41007 | 0.34087 | 0.43631
2012-08-14 04:00 | 0.20116 | 0.12639 | 0.18205 | 0.087009 | 0.52119 | 0.52119 | 0.52119 | 0.52119 | 0.32003 | 0.3948 | 0.33914 | 0.43418
2012-08-14 05:00 | 0.22549 | 0.14637 | 0.18383 | 0.09035 | 0.52119 | 0.52119 | 0.52119 | 0.52119 | 0.2957 | 0.37482 | 0.33735 | 0.43084
2012-08-14 06:00 | 0.25968 | 0.22954 | 0.18748 | 0.093776 | 0.52119 | 0.52119 | 0.52119 | 0.52119 | 0.26151 | 0.29164 | 0.33371 | 0.42741
2012-08-14 07:00 | 0.28498 | 0.29431 | 0.18273 | 0.091951 | 0.52119 | 0.52119 | 0.52119 | 0.52119 | 0.23621 | 0.22687 | 0.33846 | 0.42924
2012-08-14 08:00 | 0.29649 | 0.31942 | 0.17982 | 0.092741 | 0.52119 | 0.52119 | 0.52119 | 0.52119 | 0.2247 | 0.20177 | 0.34137 | 0.42845
2012-08-14 09:00 | 0.29282 | 0.30892 | 0.17844 | 0.091885 | 0.52119 | 0.52119 | 0.52119 | 0.52119 | 0.22837 | 0.21226 | 0.34275 | 0.4293
2012-08-14 10:00 | 0.28952 | 0.30572 | 0.17443 | 0.092009 | 0.52119 | 0.52119 | 0.52119 | 0.52119 | 0.23167 | 0.21547 | 0.34676 | 0.42918
2012-08-14 11:00 | 0.28768 | 0.30863 | 0.17408 | 0.092402 | 0.52119 | 0.52119 | 0.52119 | 0.52119 | 0.23351 | 0.21256 | 0.34711 | 0.42879
2012-08-14 12:00 | 0.29107 | 0.30531 | 0.17531 | 0.093977 | 0.52119 | 0.52119 | 0.52119 | 0.52119 | 0.23011 | 0.21588 | 0.34587 | 0.42721
2012-08-14 13:00 | 0.29039 | 0.30383 | 0.17555 | 0.093703 | 0.52119 | 0.52119 | 0.52119 | 0.52119 | 0.2308 | 0.21736 | 0.34564 | 0.42749
2012-08-14 14:00 | 0.28994 | 0.30391 | 0.17923 | 0.093864 | 0.52119 | 0.52119 | 0.52119 | 0.52119 | 0.23125 | 0.21728 | 0.34196 | 0.42732
2012-08-14 15:00 | 0.28774 | 0.29936 | 0.18109 | 0.094258 | 0.52119 | 0.52119 | 0.52119 | 0.52119 | 0.23345 | 0.22183 | 0.3401 | 0.42693
2012-08-14 16:00 | 0.28697 | 0.29779 | 0.18379 | 0.091753 | 0.52119 | 0.52119 | 0.52119 | 0.52119 | 0.23422 | 0.2234 | 0.3374 | 0.42944
2012-08-14 17:00 | 0.28211 | 0.2825 | 0.18429 | 0.090681 | 0.52119 | 0.52119 | 0.52119 | 0.52119 | 0.23908 | 0.23869 | 0.3369 | 0.43051
2012-08-14 18:00 | 0.25047 | 0.24717 | 0.18792 | 0.090869 | 0.52119 | 0.52119 | 0.52119 | 0.52119 | 0.27071 | 0.27402 | 0.33327 | 0.43032
2012-08-14 19:00 | 0.22682 | 0.20092 | 0.18905 | 0.087137 | 0.52119 | 0.52119 | 0.52119 | 0.52119 | 0.29437 | 0.32026 | 0.33214 | 0.43405
2012-08-14 20:00 | 0.21218 | 0.18352 | 0.18751 | 0.088339 | 0.52119 | 0.52119 | 0.52119 | 0.52119 | 0.30901 | 0.33767 | 0.33368 | 0.43285
2012-08-14 21:00 | 0.19916 | 0.17494 | 0.18779 | 0.087391 | 0.52119 | 0.52119 | 0.52119 | 0.52119 | 0.32202 | 0.34625 | 0.3334 | 0.4338
2012-08-14 22:00 | 0.18786 | 0.13923 | 0.18554 | 0.083726 | 0.52119 | 0.52119 | 0.52119 | 0.52119 | 0.33333 | 0.38196 | 0.33565 | 0.43746
2012-08-14 23:00 | 0.18004 | 0.10936 | 0.17799 | 0.081031 | 0.52119 | 0.52119 | 0.52119 | 0.52119 | 0.34115 | 0.41183 | 0.3432 | 0.44016
2012-08-15 | 0.17717 | 0.09841 | 0.17052 | 0.084232 | 0.52119 | 0.52119 | 0.52119 | 0.52119 | 0.34401 | 0.42278 | 0.35067 | 0.43696
2012-08-15 01:00 | 0.17721 | 0.10056 | 0.17122 | 0.084949 | 0.52119 | 0.52119 | 0.52119 | 0.52119 | 0.34398 | 0.42063 | 0.34997 | 0.43624
2012-08-15 02:00 | 0.17225 | 0.10316 | 0.1744 | 0.08378 | 0.52119 | 0.52119 | 0.52119 | 0.52119 | 0.34894 | 0.41803 | 0.34679 | 0.43741
2012-08-15 03:00 | 0.18311 | 0.11122 | 0.18017 | 0.084871 | 0.52119 | 0.52119 | 0.52119 | 0.52119 | 0.33807 | 0.40997 | 0.34102 | 0.43632
2012-08-15 04:00 | 0.20157 | 0.12646 | 0.18153 | 0.087181 | 0.52119 | 0.52119 | 0.52119 | 0.52119 | 0.31962 | 0.39473 | 0.33966 | 0.43401
2012-08-15 05:00 | 0.22589 | 0.1466 | 0.18468 | 0.090568 | 0.52119 | 0.52119 | 0.52119 | 0.52119 | 0.2953 | 0.37459 | 0.33651 | 0.43062
2012-08-15 06:00 | 0.25974 | 0.22979 | 0.18806 | 0.093889 | 0.52119 | 0.52119 | 0.52119 | 0.52119 | 0.26145 | 0.2914 | 0.33313 | 0.4273
2012-08-15 07:00 | 0.28403 | 0.29427 | 0.18513 | 0.093482 | 0.52119 | 0.52119 | 0.52119 | 0.52119 | 0.23716 | 0.22692 | 0.33606 | 0.42771
2012-08-15 08:00 | 0.29613 | 0.31969 | 0.18097 | 0.09271 | 0.52119 | 0.52119 | 0.52119 | 0.52119 | 0.22506 | 0.2015 | 0.34021 | 0.42848
2012-08-15 09:00 | 0.29283 | 0.30929 | 0.17906 | 0.092125 | 0.52119 | 0.52119 | 0.52119 | 0.52119 | 0.22836 | 0.2119 | 0.34213 | 0.42906
2012-08-15 10:00 | 0.28964 | 0.30626 | 0.17557 | 0.092305 | 0.52119 | 0.52119 | 0.52119 | 0.52119 | 0.23154 | 0.21493 | 0.34561 | 0.42888
2012-08-15 11:00 | 0.28726 | 0.30923 | 0.17591 | 0.092543 | 0.52119 | 0.52119 | 0.52119 | 0.52119 | 0.23392 | 0.21196 | 0.34527 | 0.42865
2012-08-15 12:00 | 0.29184 | 0.30616 | 0.17677 | 0.094041 | 0.52119 | 0.52119 | 0.52119 | 0.52119 | 0.22935 | 0.21503 | 0.34442 | 0.42715
2012-08-15 13:00 | 0.29165 | 0.30426 | 0.17335 | 0.093633 | 0.52119 | 0.52119 | 0.52119 | 0.52119 | 0.22954 | 0.21693 | 0.34784 | 0.42756
2012-08-15 14:00 | 0.28925 | 0.30457 | 0.17862 | 0.09386 | 0.52119 | 0.52119 | 0.52119 | 0.52119 | 0.23194 | 0.21662 | 0.34257 | 0.42733
2012-08-15 15:00 | 0.28604 | 0.29935 | 0.18036 | 0.094334 | 0.52119 | 0.52119 | 0.52119 | 0.52119 | 0.23515 | 0.22184 | 0.34083 | 0.42685
2012-08-15 16:00 | 0.28636 | 0.29784 | 0.18316 | 0.091893 | 0.52119 | 0.52119 | 0.52119 | 0.52119 | 0.23483 | 0.22335 | 0.33802 | 0.42929
2012-08-15 17:00 | 0.28193 | 0.28267 | 0.18332 | 0.090796 | 0.52119 | 0.52119 | 0.52119 | 0.52119 | 0.23926 | 0.23852 | 0.33787 | 0.43039
2012-08-15 18:00 | 0.25061 | 0.2467 | 0.18797 | 0.09092 | 0.52119 | 0.52119 | 0.52119 | 0.52119 | 0.27058 | 0.27449 | 0.33321 | 0.43027
2012-08-15 19:00 | 0.22668 | 0.20048 | 0.18919 | 0.087174 | 0.52119 | 0.52119 | 0.52119 | 0.52119 | 0.29451 | 0.3207 | 0.332 | 0.43401
2012-08-15 20:00 | 0.21205 | 0.1835 | 0.18809 | 0.08903 | 0.52119 | 0.52119 | 0.52119 | 0.52119 | 0.30913 | 0.33769 | 0.3331 | 0.43216
2012-08-15 21:00 | 0.19877 | 0.17497 | 0.18611 | 0.087808 | 0.52119 | 0.52119 | 0.52119 | 0.52119 | 0.32242 | 0.34622 | 0.33508 | 0.43338
2012-08-15 22:00 | 0.18736 | 0.13923 | 0.18375 | 0.083747 | 0.52119 | 0.52119 | 0.52119 | 0.52119 | 0.33382 | 0.38196 | 0.33744 | 0.43744
2012-08-15 23:00 | 0.18025 | 0.1093 | 0.17665 | 0.08086 | 0.52119 | 0.52119 | 0.52119 | 0.52119 | 0.34094 | 0.41189 | 0.34454 | 0.44033
2012-08-16 | 0.17725 | 0.098431 | 0.16971 | 0.083921 | 0.52119 | 0.52119 | 0.52119 | 0.52119 | 0.34393 | 0.42276 | 0.35148 | 0.43727
2012-08-16 01:00 | 0.1759 | 0.10099 | 0.17051 | 0.084587 | 0.52119 | 0.52119 | 0.52119 | 0.52119 | 0.34529 | 0.4202 | 0.35068 | 0.4366
2012-08-16 02:00 | 0.17097 | 0.10337 | 0.17336 | 0.083613 | 0.52119 | 0.52119 | 0.52119 | 0.52119 | 0.35022 | 0.41782 | 0.34783 | 0.43758
2012-08-16 03:00 | 0.18224 | 0.11148 | 0.17914 | 0.084862 | 0.52119 | 0.52119 | 0.52119 | 0.52119 | 0.33895 | 0.40971 | 0.34205 | 0.43633
2012-08-16 04:00 | 0.20092 | 0.12673 | 0.1806 | 0.086867 | 0.52119 | 0.52119 | 0.52119 | 0.52119 | 0.32027 | 0.39446 | 0.34059 | 0.43432
2012-08-16 05:00 | 0.22519 | 0.14685 | 0.18374 | 0.090232 | 0.52119 | 0.52119 | 0.52119 | 0.52119 | 0.296 | 0.37434 | 0.33745 | 0.43096
2012-08-16 06:00 | 0.25876 | 0.23015 | 0.18866 | 0.093665 | 0.52119 | 0.52119 | 0.52119 | 0.52119 | 0.26242 | 0.29104 | 0.33253 | 0.42752
2012-08-16 07:00 | 0.28551 | 0.29397 | 0.1834 | 0.0926 | 0.52119 | 0.52119 | 0.52119 | 0.52119 | 0.23568 | 0.22722 | 0.33778 | 0.42859
2012-08-16 08:00 | 0.2952 | 0.31986 | 0.17844 | 0.093161 | 0.52119 | 0.52119 | 0.52119 | 0.52119 | 0.22599 | 0.20132 | 0.34275 | 0.42803
2012-08-16 09:00 | 0.29289 | 0.30924 | 0.17744 | 0.092278 | 0.52119 | 0.52119 | 0.52119 | 0.52119 | 0.22829 | 0.21194 | 0.34375 | 0.42891
2012-08-16 10:00 | 0.2899 | 0.3062 | 0.17362 | 0.092313 | 0.52119 | 0.52119 | 0.52119 | 0.52119 | 0.23129 | 0.21498 | 0.34757 | 0.42888
2012-08-16 11:00 | 0.28786 | 0.30904 | 0.1745 | 0.092523 | 0.52119 | 0.52119 | 0.52119 | 0.52119 | 0.23333 | 0.21215 | 0.34669 | 0.42867
2012-08-16 12:00 | 0.29246 | 0.3063 | 0.17486 | 0.093934 | 0.52119 | 0.52119 | 0.52119 | 0.52119 | 0.22873 | 0.21489 | 0.34633 | 0.42725
2012-08-16 13:00 | 0.29207 | 0.30418 | 0.17261 | 0.093496 | 0.52119 | 0.52119 | 0.52119 | 0.52119 | 0.22912 | 0.217 | 0.34858 | 0.42769
2012-08-16 14:00 | 0.28968 | 0.30414 | 0.17861 | 0.093618 | 0.52119 | 0.52119 | 0.52119 | 0.52119 | 0.23151 | 0.21704 | 0.34258 | 0.42757
2012-08-16 15:00 | 0.28611 | 0.2988 | 0.17943 | 0.093927 | 0.52119 | 0.52119 | 0.52119 | 0.52119 | 0.23507 | 0.22239 | 0.34176 | 0.42726
2012-08-16 16:00 | 0.28562 | 0.29732 | 0.18284 | 0.091665 | 0.52119 | 0.52119 | 0.52119 | 0.52119 | 0.23557 | 0.22386 | 0.33834 | 0.42952
2012-08-16 17:00 | 0.28205 | 0.28289 | 0.1835 | 0.090809 | 0.52119 | 0.52119 | 0.52119 | 0.52119 | 0.23913 | 0.2383 | 0.33768 | 0.43038
2012-08-16 18:00 | 0.24898 | 0.24594 | 0.1887 | 0.090991 | 0.52119 | 0.52119 | 0.52119 | 0.52119 | 0.27221 | 0.27525 | 0.33249 | 0.4302
2012-08-16 19:00 | 0.22715 | 0.19997 | 0.18967 | 0.087207 | 0.52119 | 0.52119 | 0.52119 | 0.52119 | 0.29404 | 0.32122 | 0.33152 | 0.43398
2012-08-16 20:00 | 0.21204 | 0.18352 | 0.18829 | 0.088703 | 0.52119 | 0.52119 | 0.52119 | 0.52119 | 0.30914 | 0.33767 | 0.33289 | 0.43249
2012-08-16 21:00 | 0.1986 | 0.17498 | 0.18643 | 0.087825 | 0.52119 | 0.52119 | 0.52119 | 0.52119 | 0.32259 | 0.34621 | 0.33476 | 0.43336
2012-08-16 22:00 | 0.18728 | 0.13928 | 0.18446 | 0.084089 | 0.52119 | 0.52119 | 0.52119 | 0.52119 | 0.33391 | 0.38191 | 0.33673 | 0.4371
2012-08-16 23:00 | 0.18013 | 0.1094 | 0.17767 | 0.081047 | 0.52119 | 0.52119 | 0.52119 | 0.52119 | 0.34106 | 0.41179 | 0.34351 | 0.44014
2012-08-17 | 0.17693 | 0.09846 | 0.17116 | 0.083946 | 0.52119 | 0.52119 | 0.52119 | 0.52119 | 0.34426 | 0.42273 | 0.35003 | 0.43724
2012-08-17 01:00 | 0.17721 | 0.10062 | 0.17188 | 0.084598 | 0.52119 | 0.52119 | 0.52119 | 0.52119 | 0.34398 | 0.42056 | 0.34931 | 0.43659
2012-08-17 02:00 | 0.1707 | 0.10321 | 0.17522 | 0.084072 | 0.52119 | 0.52119 | 0.52119 | 0.52119 | 0.35049 | 0.41797 | 0.34597 | 0.43712
2012-08-17 03:00 | 0.18213 | 0.11125 | 0.18106 | 0.084854 | 0.52119 | 0.52119 | 0.52119 | 0.52119 | 0.33906 | 0.40994 | 0.34013 | 0.43633
2012-08-17 04:00 | 0.20055 | 0.12662 | 0.18313 | 0.087312 | 0.52119 | 0.52119 | 0.52119 | 0.52119 | 0.32064 | 0.39457 | 0.33806 | 0.43388
2012-08-17 05:00 | 0.22488 | 0.14661 | 0.18573 | 0.090327 | 0.52119 | 0.52119 | 0.52119 | 0.52119 | 0.29631 | 0.37458 | 0.33546 | 0.43086
2012-08-17 06:00 | 0.25952 | 0.22965 | 0.1898 | 0.093609 | 0.52119 | 0.52119 | 0.52119 | 0.52119 | 0.26167 | 0.29154 | 0.33139 | 0.42758
2012-08-17 07:00 | 0.28872 | 0.29416 | 0.18576 | 0.093858 | 0.52119 | 0.52119 | 0.52119 | 0.52119 | 0.23247 | 0.22703 | 0.33543 | 0.42733
2012-08-17 08:00 | 0.29593 | 0.31965 | 0.18248 | 0.092488 | 0.52119 | 0.52119 | 0.52119 | 0.52119 | 0.22526 | 0.20153 | 0.33871 | 0.4287
2012-08-17 09:00 | 0.29371 | 0.30938 | 0.18063 | 0.092288 | 0.52119 | 0.52119 | 0.52119 | 0.52119 | 0.22748 | 0.21181 | 0.34056 | 0.4289
2012-08-17 10:00 | 0.28941 | 0.30741 | 0.17726 | 0.09244 | 0.52119 | 0.52119 | 0.52119 | 0.52119 | 0.23178 | 0.21378 | 0.34392 | 0.42875
2012-08-17 11:00 | 0.28801 | 0.30887 | 0.17792 | 0.092637 | 0.52119 | 0.52119 | 0.52119 | 0.52119 | 0.23318 | 0.21232 | 0.34327 | 0.42855
2012-08-17 12:00 | 0.29108 | 0.30571 | 0.17899 | 0.094143 | 0.52119 | 0.52119 | 0.52119 | 0.52119 | 0.23011 | 0.21547 | 0.3422 | 0.42704
2012-08-17 13:00 | 0.29056 | 0.30445 | 0.17813 | 0.093802 | 0.52119 | 0.52119 | 0.52119 | 0.52119 | 0.23062 | 0.21674 | 0.34306 | 0.42739
2012-08-17 14:00 | 0.29052 | 0.30407 | 0.18051 | 0.094054 | 0.52119 | 0.52119 | 0.52119 | 0.52119 | 0.23067 | 0.21712 | 0.34067 | 0.42713
2012-08-17 15:00 | 0.28805 | 0.2989 | 0.18153 | 0.094409 | 0.52119 | 0.52119 | 0.52119 | 0.52119 | 0.23313 | 0.22229 | 0.33965 | 0.42678
2012-08-17 16:00 | 0.28721 | 0.29745 | 0.184 | 0.092118 | 0.52119 | 0.52119 | 0.52119 | 0.52119 | 0.23398 | 0.22374 | 0.33719 | 0.42907
2012-08-17 17:00 | 0.2813 | 0.28331 | 0.18476 | 0.091088 | 0.52119 | 0.52119 | 0.52119 | 0.52119 | 0.23989 | 0.23788 | 0.33643 | 0.4301
2012-08-17 18:00 | 0.24857 | 0.24825 | 0.18886 | 0.091081 | 0.52119 | 0.52119 | 0.52119 | 0.52119 | 0.27262 | 0.27294 | 0.33233 | 0.43011
2012-08-17 19:00 | 0.22718 | 0.20109 | 0.18994 | 0.087209 | 0.52119 | 0.52119 | 0.52119 | 0.52119 | 0.294 | 0.32009 | 0.33125 | 0.43398
2012-08-17 20:00 | 0.21224 | 0.18398 | 0.1893 | 0.089942 | 0.52119 | 0.52119 | 0.52119 | 0.52119 | 0.30895 | 0.33721 | 0.33188 | 0.43125
2012-08-17 21:00 | 0.19867 | 0.1752 | 0.18705 | 0.089218 | 0.52119 | 0.52119 | 0.52119 | 0.52119 | 0.32252 | 0.34598 | 0.33414 | 0.43197
2012-08-17 22:00 | 0.18722 | 0.13946 | 0.18507 | 0.085563 | 0.52119 | 0.52119 | 0.52119 | 0.52119 | 0.33397 | 0.38173 | 0.33612 | 0.43563
2012-08-17 23:00 | 0.18022 | 0.10948 | 0.17854 | 0.083923 | 0.52119 | 0.52119 | 0.52119 | 0.52119 | 0.34096 | 0.41171 | 0.34265 | 0.43727
2012-08-18 | 0.17559 | 0.10719 | 0.17633 | 0.086096 | 0.52119 | 0.52119 | 0.52119 | 0.52119 | 0.3456 | 0.414 | 0.34486 | 0.43509
2012-08-18 01:00 | 0.17367 | 0.1026 | 0.17311 | 0.082837 | 0.52119 | 0.52119 | 0.52119 | 0.52119 | 0.34752 | 0.41858 | 0.34808 | 0.43835
2012-08-18 02:00 | 0.17467 | 0.10174 | 0.17338 | 0.083512 | 0.52119 | 0.52119 | 0.52119 | 0.52119 | 0.34652 | 0.41945 | 0.34781 | 0.43768
2012-08-18 03:00 | 0.17517 | 0.10296 | 0.17408 | 0.08388 | 0.52119 | 0.52119 | 0.52119 | 0.52119 | 0.34602 | 0.41823 | 0.34711 | 0.43731
2012-08-18 04:00 | 0.17529 | 0.10718 | 0.17285 | 0.084047 | 0.52119 | 0.52119 | 0.52119 | 0.52119 | 0.3459 | 0.414 | 0.34834 | 0.43714
2012-08-18 05:00 | 0.17809 | 0.11124 | 0.17689 | 0.082675 | 0.52119 | 0.52119 | 0.52119 | 0.52119 | 0.34309 | 0.40994 | 0.3443 | 0.43851
2012-08-18 06:00 | 0.19448 | 0.1278 | 0.17719 | 0.087907 | 0.52119 | 0.52119 | 0.52119 | 0.52119 | 0.32671 | 0.39339 | 0.344 | 0.43328
2012-08-18 07:00 | 0.20219 | 0.15763 | 0.17312 | 0.087581 | 0.52119 | 0.52119 | 0.52119 | 0.52119 | 0.319 | 0.36356 | 0.34806 | 0.43361
2012-08-18 08:00 | 0.22192 | 0.20749 | 0.17225 | 0.089864 | 0.52119 | 0.52119 | 0.52119 | 0.52119 | 0.29927 | 0.3137 | 0.34894 | 0.43132
2012-08-18 09:00 | 0.22799 | 0.21948 | 0.17234 | 0.088356 | 0.52119 | 0.52119 | 0.52119 | 0.52119 | 0.2932 | 0.30171 | 0.34884 | 0.43283
2012-08-18 10:00 | 0.23487 | 0.21733 | 0.17122 | 0.089867 | 0.52119 | 0.52119 | 0.52119 | 0.52119 | 0.28632 | 0.30386 | 0.34997 | 0.43132
2012-08-18 11:00 | 0.23472 | 0.22266 | 0.16931 | 0.090862 | 0.52119 | 0.52119 | 0.52119 | 0.52119 | 0.28647 | 0.29853 | 0.35188 | 0.43033
2012-08-18 12:00 | 0.23292 | 0.2208 | 0.18228 | 0.090584 | 0.52119 | 0.52119 | 0.52119 | 0.52119 | 0.28827 | 0.30038 | 0.3389 | 0.4306
2012-08-18 13:00 | 0.2277 | 0.21067 | 0.17953 | 0.090262 | 0.52119 | 0.52119 | 0.52119 | 0.52119 | 0.29349 | 0.31052 | 0.34166 | 0.43093
2012-08-18 14:00 | 0.22504 | 0.20381 | 0.18223 | 0.089504 | 0.52119 | 0.52119 | 0.52119 | 0.52119 | 0.29615 | 0.31737 | 0.33896 | 0.43168
2012-08-18 15:00 | 0.22067 | 0.17766 | 0.18349 | 0.089131 | 0.52119 | 0.52119 | 0.52119 | 0.52119 | 0.30052 | 0.34352 | 0.3377 | 0.43206
2012-08-18 16:00 | 0.21704 | 0.16417 | 0.18379 | 0.086831 | 0.52119 | 0.52119 | 0.52119 | 0.52119 | 0.30415 | 0.35701 | 0.3374 | 0.43436
2012-08-18 17:00 | 0.21048 | 0.15644 | 0.18503 | 0.082858 | 0.52119 | 0.52119 | 0.52119 | 0.52119 | 0.31071 | 0.36475 | 0.33616 | 0.43833
2012-08-18 18:00 | 0.20639 | 0.15044 | 0.18589 | 0.079893 | 0.52119 | 0.52119 | 0.52119 | 0.52119 | 0.3148 | 0.37075 | 0.3353 | 0.4413
2012-08-18 19:00 | 0.19614 | 0.13962 | 0.18353 | 0.080084 | 0.52119 | 0.52119 | 0.52119 | 0.52119 | 0.32505 | 0.38157 | 0.33766 | 0.4411
2012-08-18 20:00 | 0.19467 | 0.13245 | 0.18508 | 0.080327 | 0.52119 | 0.52119 | 0.52119 | 0.52119 | 0.32652 | 0.38874 | 0.33611 | 0.44086
2012-08-18 21:00 | 0.19198 | 0.12918 | 0.18368 | 0.082549 | 0.52119 | 0.52119 | 0.52119 | 0.52119 | 0.32921 | 0.39201 | 0.3375 | 0.43864
2012-08-18 22:00 | 0.18859 | 0.12285 | 0.1833 | 0.080915 | 0.52119 | 0.52119 | 0.52119 | 0.52119 | 0.3326 | 0.39834 | 0.33788 | 0.44027
2012-08-18 23:00 | 0.18777 | 0.11012 | 0.18091 | 0.080631 | 0.52119 | 0.52119 | 0.52119 | 0.52119 | 0.33342 | 0.41106 | 0.34028 | 0.44056
2012-08-19 | 0.17547 | 0.10735 | 0.176 | 0.086691 | 0.52119 | 0.52119 | 0.52119 | 0.52119 | 0.34571 | 0.41383 | 0.34519 | 0.4345
2012-08-19 01:00 | 0.17306 | 0.10269 | 0.17315 | 0.082957 | 0.52119 | 0.52119 | 0.52119 | 0.52119 | 0.34813 | 0.4185 | 0.34804 | 0.43823
2012-08-19 02:00 | 0.17425 | 0.1021 | 0.17349 | 0.083471 | 0.52119 | 0.52119 | 0.52119 | 0.52119 | 0.34694 | 0.41909 | 0.3477 | 0.43772
2012-08-19 03:00 | 0.17461 | 0.10343 | 0.17328 | 0.08386 | 0.52119 | 0.52119 | 0.52119 | 0.52119 | 0.34657 | 0.41776 | 0.34791 | 0.43733
2012-08-19 04:00 | 0.17528 | 0.10747 | 0.17359 | 0.084001 | 0.52119 | 0.52119 | 0.52119 | 0.52119 | 0.34591 | 0.41372 | 0.3476 | 0.43719
2012-08-19 05:00 | 0.17805 | 0.11183 | 0.17746 | 0.082856 | 0.52119 | 0.52119 | 0.52119 | 0.52119 | 0.34314 | 0.40936 | 0.34372 | 0.43833
2012-08-19 06:00 | 0.19466 | 0.12771 | 0.17947 | 0.088351 | 0.52119 | 0.52119 | 0.52119 | 0.52119 | 0.32652 | 0.39347 | 0.34172 | 0.43284
2012-08-19 07:00 | 0.20542 | 0.16235 | 0.18005 | 0.08811 | 0.52119 | 0.52119 | 0.52119 | 0.52119 | 0.31576 | 0.35884 | 0.34114 | 0.43308
2012-08-19 08:00 | 0.22686 | 0.20886 | 0.18161 | 0.090606 | 0.52119 | 0.52119 | 0.52119 | 0.52119 | 0.29433 | 0.31233 | 0.33958 | 0.43058
2012-08-19 09:00 | 0.23373 | 0.22296 | 0.18102 | 0.08907 | 0.52119 | 0.52119 | 0.52119 | 0.52119 | 0.28746 | 0.29823 | 0.34017 | 0.43212
2012-08-19 10:00 | 0.23646 | 0.22143 | 0.17965 | 0.090614 | 0.52119 | 0.52119 | 0.52119 | 0.52119 | 0.28473 | 0.29976 | 0.34154 | 0.43057
2012-08-19 11:00 | 0.2384 | 0.22553 | 0.17836 | 0.092036 | 0.52119 | 0.52119 | 0.52119 | 0.52119 | 0.28279 | 0.29566 | 0.34282 | 0.42915
2012-08-19 12:00 | 0.23625 | 0.22306 | 0.1808 | 0.09161 | 0.52119 | 0.52119 | 0.52119 | 0.52119 | 0.28494 | 0.29812 | 0.34039 | 0.42958
2012-08-19 13:00 | 0.23443 | 0.21343 | 0.17736 | 0.090467 | 0.52119 | 0.52119 | 0.52119 | 0.52119 | 0.28676 | 0.30776 | 0.34383 | 0.43072
2012-08-19 14:00 | 0.23066 | 0.20696 | 0.18047 | 0.08989 | 0.52119 | 0.52119 | 0.52119 | 0.52119 | 0.29053 | 0.31423 | 0.34072 | 0.4313
2012-08-19 15:00 | 0.22528 | 0.18042 | 0.18344 | 0.088273 | 0.52119 | 0.52119 | 0.52119 | 0.52119 | 0.29591 | 0.34077 | 0.33775 | 0.43292
2012-08-19 16:00 | 0.22024 | 0.16634 | 0.18347 | 0.085674 | 0.52119 | 0.52119 | 0.52119 | 0.52119 | 0.30095 | 0.35484 | 0.33772 | 0.43551
2012-08-19 17:00 | 0.21334 | 0.15719 | 0.18495 | 0.082754 | 0.52119 | 0.52119 | 0.52119 | 0.52119 | 0.30785 | 0.36399 | 0.33624 | 0.43843
2012-08-19 18:00 | 0.20808 | 0.15032 | 0.18592 | 0.079739 | 0.52119 | 0.52119 | 0.52119 | 0.52119 | 0.31311 | 0.37087 | 0.33527 | 0.44145
2012-08-19 19:00 | 0.19719 | 0.13952 | 0.18594 | 0.079968 | 0.52119 | 0.52119 | 0.52119 | 0.52119 | 0.324 | 0.38167 | 0.33525 | 0.44122
2012-08-19 20:00 | 0.19577 | 0.13256 | 0.18959 | 0.080213 | 0.52119 | 0.52119 | 0.52119 | 0.52119 | 0.32542 | 0.38863 | 0.3316 | 0.44097
2012-08-19 21:00 | 0.19261 | 0.12925 | 0.18849 | 0.08204 | 0.52119 | 0.52119 | 0.52119 | 0.52119 | 0.32858 | 0.39193 | 0.3327 | 0.43915
2012-08-19 22:00 | 0.18903 | 0.12306 | 0.1833 | 0.080891 | 0.52119 | 0.52119 | 0.52119 | 0.52119 | 0.33216 | 0.39812 | 0.33789 | 0.4403
2012-08-19 23:00 | 0.188 | 0.10993 | 0.18043 | 0.080815 | 0.52119 | 0.52119 | 0.52119 | 0.52119 | 0.33319 | 0.41126 | 0.34076 | 0.44037
2012-08-20 | 0.17748 | 0.098432 | 0.17356 | 0.08392 | 0.52119 | 0.52119 | 0.52119 | 0.52119 | 0.34371 | 0.42276 | 0.34763 | 0.43727
2012-08-20 01:00 | 0.17819 | 0.10057 | 0.17402 | 0.084598 | 0.52119 | 0.52119 | 0.52119 | 0.52119 | 0.343 | 0.42062 | 0.34717 | 0.43659
2012-08-20 02:00 | 0.17267 | 0.10325 | 0.17724 | 0.084513 | 0.52119 | 0.52119 | 0.52119 | 0.52119 | 0.34852 | 0.41794 | 0.34394 | 0.43668
2012-08-20 03:00 | 0.18339 | 0.11131 | 0.18237 | 0.084767 | 0.52119 | 0.52119 | 0.52119 | 0.52119 | 0.3378 | 0.40988 | 0.33882 | 0.43642
2012-08-20 04:00 | 0.202 | 0.12653 | 0.18399 | 0.087713 | 0.52119 | 0.52119 | 0.52119 | 0.52119 | 0.31919 | 0.39466 | 0.3372 | 0.43347
2012-08-20 05:00 | 0.22655 | 0.14685 | 0.1867 | 0.090465 | 0.52119 | 0.52119 | 0.52119 | 0.52119 | 0.29464 | 0.37434 | 0.33449 | 0.43072
2012-08-20 06:00 | 0.26397 | 0.2302 | 0.19146 | 0.093921 | 0.52119 | 0.52119 | 0.52119 | 0.52119 | 0.25722 | 0.29099 | 0.32973 | 0.42727
2012-08-20 07:00 | 0.28942 | 0.2964 | 0.18891 | 0.094301 | 0.52119 | 0.52119 | 0.52119 | 0.52119 | 0.23177 | 0.22479 | 0.33227 | 0.42689
2012-08-20 08:00 | 0.3002 | 0.32026 | 0.18541 | 0.092398 | 0.52119 | 0.52119 | 0.52119 | 0.52119 | 0.22099 | 0.20093 | 0.33578 | 0.42879
2012-08-20 09:00 | 0.29654 | 0.31093 | 0.18465 | 0.092364 | 0.52119 | 0.52119 | 0.52119 | 0.52119 | 0.22465 | 0.21026 | 0.33653 | 0.42882
2012-08-20 10:00 | 0.29468 | 0.30735 | 0.17959 | 0.09212 | 0.52119 | 0.52119 | 0.52119 | 0.52119 | 0.22651 | 0.21384 | 0.3416 | 0.42907
2012-08-20 11:00 | 0.29225 | 0.30917 | 0.17948 | 0.092777 | 0.52119 | 0.52119 | 0.52119 | 0.52119 | 0.22893 | 0.21201 | 0.34171 | 0.42841
2012-08-20 12:00 | 0.29261 | 0.30569 | 0.17945 | 0.094377 | 0.52119 | 0.52119 | 0.52119 | 0.52119 | 0.22858 | 0.2155 | 0.34174 | 0.42681
2012-08-20 13:00 | 0.29184 | 0.30428 | 0.1795 | 0.093923 | 0.52119 | 0.52119 | 0.52119 | 0.52119 | 0.22935 | 0.21691 | 0.34168 | 0.42727
2012-08-20 14:00 | 0.29088 | 0.30436 | 0.18257 | 0.094033 | 0.52119 | 0.52119 | 0.52119 | 0.52119 | 0.23031 | 0.21683 | 0.33862 | 0.42715
2012-08-20 15:00 | 0.28782 | 0.29911 | 0.18268 | 0.094305 | 0.52119 | 0.52119 | 0.52119 | 0.52119 | 0.23337 | 0.22208 | 0.33851 | 0.42688
2012-08-20 16:00 | 0.28653 | 0.29767 | 0.1851 | 0.091707 | 0.52119 | 0.52119 | 0.52119 | 0.52119 | 0.23466 | 0.22352 | 0.33609 | 0.42948
2012-08-20 17:00 | 0.28203 | 0.28252 | 0.18391 | 0.090693 | 0.52119 | 0.52119 | 0.52119 | 0.52119 | 0.23916 | 0.23867 | 0.33728 | 0.43049
2012-08-20 18:00 | 0.24866 | 0.2465 | 0.18669 | 0.090894 | 0.52119 | 0.52119 | 0.52119 | 0.52119 | 0.27253 | 0.27469 | 0.3345 | 0.43029
2012-08-20 19:00 | 0.22713 | 0.20119 | 0.18907 | 0.087137 | 0.52119 | 0.52119 | 0.52119 | 0.52119 | 0.29406 | 0.31999 | 0.33212 | 0.43405
2012-08-20 20:00 | 0.21231 | 0.1838 | 0.18825 | 0.088641 | 0.52119 | 0.52119 | 0.52119 | 0.52119 | 0.30888 | 0.33739 | 0.33294 | 0.43255
2012-08-20 21:00 | 0.19928 | 0.17512 | 0.18882 | 0.087758 | 0.52119 | 0.52119 | 0.52119 | 0.52119 | 0.3219 | 0.34607 | 0.33236 | 0.43343
2012-08-20 22:00 | 0.18798 | 0.13928 | 0.18629 | 0.08368 | 0.52119 | 0.52119 | 0.52119 | 0.52119 | 0.3332 | 0.3819 | 0.3349 | 0.43751
2012-08-20 23:00 | 0.18021 | 0.10946 | 0.17859 | 0.080993 | 0.52119 | 0.52119 | 0.52119 | 0.52119 | 0.34098 | 0.41173 | 0.34259 | 0.44019
2012-08-21 | 0.17765 | 0.098578 | 0.17205 | 0.08405 | 0.52119 | 0.52119 | 0.52119 | 0.52119 | 0.34353 | 0.42261 | 0.34914 | 0.43714
2012-08-21 01:00 | 0.17836 | 0.10117 | 0.17266 | 0.084748 | 0.52119 | 0.52119 | 0.52119 | 0.52119 | 0.34283 | 0.42002 | 0.34853 | 0.43644
2012-08-21 02:00 | 0.17217 | 0.10351 | 0.17526 | 0.083917 | 0.52119 | 0.52119 | 0.52119 | 0.52119 | 0.34902 | 0.41768 | 0.34592 | 0.43727
2012-08-21 03:00 | 0.18315 | 0.11155 | 0.18126 | 0.084858 | 0.52119 | 0.52119 | 0.52119 | 0.52119 | 0.33804 | 0.40964 | 0.33993 | 0.43633
2012-08-21 04:00 | 0.20184 | 0.12679 | 0.18199 | 0.087081 | 0.52119 | 0.52119 | 0.52119 | 0.52119 | 0.31934 | 0.39439 | 0.3392 | 0.43411
2012-08-21 05:00 | 0.22634 | 0.14703 | 0.18553 | 0.090431 | 0.52119 | 0.52119 | 0.52119 | 0.52119 | 0.29485 | 0.37415 | 0.33566 | 0.43076
2012-08-21 06:00 | 0.26217 | 0.2309 | 0.18832 | 0.093878 | 0.52119 | 0.52119 | 0.52119 | 0.52119 | 0.25901 | 0.29028 | 0.33287 | 0.42731
2012-08-21 07:00 | 0.28795 | 0.29549 | 0.18366 | 0.091414 | 0.52119 | 0.52119 | 0.52119 | 0.52119 | 0.23324 | 0.2257 | 0.33753 | 0.42977
2012-08-21 08:00 | 0.29829 | 0.32045 | 0.17953 | 0.093335 | 0.52119 | 0.52119 | 0.52119 | 0.52119 | 0.2229 | 0.20073 | 0.34166 | 0.42785
2012-08-21 09:00 | 0.29492 | 0.31028 | 0.17825 | 0.092181 | 0.52119 | 0.52119 | 0.52119 | 0.52119 | 0.22627 | 0.21091 | 0.34294 | 0.42901
2012-08-21 10:00 | 0.29205 | 0.30685 | 0.17604 | 0.092042 | 0.52119 | 0.52119 | 0.52119 | 0.52119 | 0.22914 | 0.21433 | 0.34514 | 0.42915
2012-08-21 11:00 | 0.28936 | 0.3093 | 0.17587 | 0.09252 | 0.52119 | 0.52119 | 0.52119 | 0.52119 | 0.23183 | 0.21188 | 0.34532 | 0.42867
2012-08-21 12:00 | 0.29224 | 0.30613 | 0.17636 | 0.094036 | 0.52119 | 0.52119 | 0.52119 | 0.52119 | 0.22895 | 0.21506 | 0.34483 | 0.42715
2012-08-21 13:00 | 0.29187 | 0.30465 | 0.17591 | 0.093674 | 0.52119 | 0.52119 | 0.52119 | 0.52119 | 0.22932 | 0.21654 | 0.34528 | 0.42751
2012-08-21 14:00 | 0.28979 | 0.30466 | 0.181 | 0.093745 | 0.52119 | 0.52119 | 0.52119 | 0.52119 | 0.2314 | 0.21653 | 0.34019 | 0.42744
2012-08-21 15:00 | 0.28596 | 0.29973 | 0.18425 | 0.094519 | 0.52119 | 0.52119 | 0.52119 | 0.52119 | 0.23523 | 0.22146 | 0.33694 | 0.42667
2012-08-21 16:00 | 0.28524 | 0.29779 | 0.18493 | 0.091645 | 0.52119 | 0.52119 | 0.52119 | 0.52119 | 0.23595 | 0.2234 | 0.33626 | 0.42954
2012-08-21 17:00 | 0.28215 | 0.28253 | 0.18419 | 0.090654 | 0.52119 | 0.52119 | 0.52119 | 0.52119 | 0.23903 | 0.23866 | 0.33699 | 0.43053
2012-08-21 18:00 | 0.249 | 0.24548 | 0.18824 | 0.0909 | 0.52119 | 0.52119 | 0.52119 | 0.52119 | 0.27219 | 0.27571 | 0.33295 | 0.43029
2012-08-21 19:00 | 0.22695 | 0.19985 | 0.18972 | 0.087189 | 0.52119 | 0.52119 | 0.52119 | 0.52119 | 0.29424 | 0.32134 | 0.33147 | 0.434
2012-08-21 20:00 | 0.21204 | 0.18355 | 0.18833 | 0.088389 | 0.52119 | 0.52119 | 0.52119 | 0.52119 | 0.30914 | 0.33764 | 0.33286 | 0.4328
2012-08-21 21:00 | 0.19896 | 0.17495 | 0.18692 | 0.086611 | 0.52119 | 0.52119 | 0.52119 | 0.52119 | 0.32223 | 0.34624 | 0.33426 | 0.43458
2012-08-21 22:00 | 0.18766 | 0.13931 | 0.18511 | 0.083747 | 0.52119 | 0.52119 | 0.52119 | 0.52119 | 0.33353 | 0.38188 | 0.33607 | 0.43744
2012-08-21 23:00 | 0.18015 | 0.10944 | 0.17772 | 0.080847 | 0.52119 | 0.52119 | 0.52119 | 0.52119 | 0.34104 | 0.41174 | 0.34347 | 0.44034
2012-08-22 | 0.17744 | 0.098607 | 0.17032 | 0.08406 | 0.52119 | 0.52119 | 0.52119 | 0.52119 | 0.34375 | 0.42258 | 0.35087 | 0.43713
2012-08-22 01:00 | 0.17803 | 0.10132 | 0.17118 | 0.084688 | 0.52119 | 0.52119 | 0.52119 | 0.52119 | 0.34316 | 0.41986 | 0.35001 | 0.4365
2012-08-22 02:00 | 0.17153 | 0.10352 | 0.17425 | 0.083617 | 0.52119 | 0.52119 | 0.52119 | 0.52119 | 0.34965 | 0.41767 | 0.34694 | 0.43757
2012-08-22 03:00 | 0.18269 | 0.11163 | 0.18044 | 0.084875 | 0.52119 | 0.52119 | 0.52119 | 0.52119 | 0.33849 | 0.40956 | 0.34075 | 0.43631
2012-08-22 04:00 | 0.20151 | 0.12679 | 0.18163 | 0.086958 | 0.52119 | 0.52119 | 0.52119 | 0.52119 | 0.31968 | 0.39439 | 0.33956 | 0.43423
2012-08-22 05:00 | 0.22578 | 0.14707 | 0.18556 | 0.090351 | 0.52119 | 0.52119 | 0.52119 | 0.52119 | 0.29541 | 0.37411 | 0.33563 | 0.43084
2012-08-22 06:00 | 0.26228 | 0.2307 | 0.18898 | 0.093797 | 0.52119 | 0.52119 | 0.52119 | 0.52119 | 0.25891 | 0.29048 | 0.33221 | 0.42739
2012-08-22 07:00 | 0.28893 | 0.29524 | 0.18646 | 0.092875 | 0.52119 | 0.52119 | 0.52119 | 0.52119 | 0.23226 | 0.22595 | 0.33473 | 0.42831
2012-08-22 08:00 | 0.29941 | 0.32037 | 0.18221 | 0.09282 | 0.52119 | 0.52119 | 0.52119 | 0.52119 | 0.22178 | 0.20081 | 0.33898 | 0.42837
2012-08-22 09:00 | 0.29479 | 0.30995 | 0.18101 | 0.091938 | 0.52119 | 0.52119 | 0.52119 | 0.52119 | 0.2264 | 0.21124 | 0.34018 | 0.42925
2012-08-22 10:00 | 0.29143 | 0.30646 | 0.17659 | 0.092088 | 0.52119 | 0.52119 | 0.52119 | 0.52119 | 0.22976 | 0.21473 | 0.3446 | 0.4291
2012-08-22 11:00 | 0.28965 | 0.30897 | 0.17696 | 0.092581 | 0.52119 | 0.52119 | 0.52119 | 0.52119 | 0.23153 | 0.21222 | 0.34422 | 0.42861
2012-08-22 12:00 | 0.29231 | 0.30575 | 0.17796 | 0.09413 | 0.52119 | 0.52119 | 0.52119 | 0.52119 | 0.22888 | 0.21544 | 0.34323 | 0.42706
2012-08-22 13:00 | 0.29194 | 0.30426 | 0.1753 | 0.093683 | 0.52119 | 0.52119 | 0.52119 | 0.52119 | 0.22925 | 0.21693 | 0.34589 | 0.42751
2012-08-22 14:00 | 0.29023 | 0.30432 | 0.18078 | 0.093828 | 0.52119 | 0.52119 | 0.52119 | 0.52119 | 0.23096 | 0.21687 | 0.34041 | 0.42736
2012-08-22 15:00 | 0.28794 | 0.29899 | 0.18114 | 0.09412 | 0.52119 | 0.52119 | 0.52119 | 0.52119 | 0.23325 | 0.2222 | 0.34005 | 0.42707
2012-08-22 16:00 | 0.28623 | 0.298 | 0.18534 | 0.092046 | 0.52119 | 0.52119 | 0.52119 | 0.52119 | 0.23496 | 0.22319 | 0.33585 | 0.42914
2012-08-22 17:00 | 0.28231 | 0.28326 | 0.1866 | 0.091441 | 0.52119 | 0.52119 | 0.52119 | 0.52119 | 0.23888 | 0.23793 | 0.33458 | 0.42975
2012-08-22 18:00 | 0.24904 | 0.24674 | 0.19035 | 0.091075 | 0.52119 | 0.52119 | 0.52119 | 0.52119 | 0.27215 | 0.27445 | 0.33084 | 0.43011
2012-08-22 19:00 | 0.22721 | 0.20118 | 0.19111 | 0.087244 | 0.52119 | 0.52119 | 0.52119 | 0.52119 | 0.29398 | 0.32001 | 0.33008 | 0.43394
2012-08-22 20:00 | 0.21222 | 0.18411 | 0.18977 | 0.089959 | 0.52119 | 0.52119 | 0.52119 | 0.52119 | 0.30897 | 0.33708 | 0.33142 | 0.43123
2012-08-22 21:00 | 0.19892 | 0.17537 | 0.18817 | 0.088853 | 0.52119 | 0.52119 | 0.52119 | 0.52119 | 0.32227 | 0.34582 | 0.33302 | 0.43233
2012-08-22 22:00 | 0.18764 | 0.13963 | 0.18606 | 0.085567 | 0.52119 | 0.52119 | 0.52119 | 0.52119 | 0.33355 | 0.38155 | 0.33513 | 0.43562
2012-08-22 23:00 | 0.17984 | 0.10971 | 0.1789 | 0.08367 | 0.52119 | 0.52119 | 0.52119 | 0.52119 | 0.34135 | 0.41147 | 0.34228 | 0.43752
2012-08-23 | 0.1775 | 0.098719 | 0.17298 | 0.084001 | 0.52119 | 0.52119 | 0.52119 | 0.52119 | 0.34369 | 0.42247 | 0.34821 | 0.43719
2012-08-23 01:00 | 0.17801 | 0.10153 | 0.17341 | 0.084642 | 0.52119 | 0.52119 | 0.52119 | 0.52119 | 0.34318 | 0.41966 | 0.34777 | 0.43655
2012-08-23 02:00 | 0.17106 | 0.10367 | 0.17633 | 0.084512 | 0.52119 | 0.52119 | 0.52119 | 0.52119 | 0.35013 | 0.41752 | 0.34486 | 0.43668
2012-08-23 03:00 | 0.18232 | 0.11174 | 0.18225 | 0.084862 | 0.52119 | 0.52119 | 0.52119 | 0.52119 | 0.33887 | 0.40945 | 0.33894 | 0.43633
2012-08-23 04:00 | 0.20107 | 0.12703 | 0.1845 | 0.088016 | 0.52119 | 0.52119 | 0.52119 | 0.52119 | 0.32012 | 0.39416 | 0.33668 | 0.43317
2012-08-23 05:00 | 0.22582 | 0.14765 | 0.18713 | 0.090662 | 0.52119 | 0.52119 | 0.52119 | 0.52119 | 0.29537 | 0.37354 | 0.33406 | 0.43053
2012-08-23 06:00 | 0.26141 | 0.23091 | 0.19093 | 0.093818 | 0.52119 | 0.52119 | 0.52119 | 0.52119 | 0.25978 | 0.29028 | 0.33026 | 0.42737
2012-08-23 07:00 | 0.28896 | 0.29435 | 0.18703 | 0.094287 | 0.52119 | 0.52119 | 0.52119 | 0.52119 | 0.23222 | 0.22684 | 0.33416 | 0.4269
2012-08-23 08:00 | 0.29572 | 0.31998 | 0.18032 | 0.092892 | 0.52119 | 0.52119 | 0.52119 | 0.52119 | 0.22546 | 0.20121 | 0.34087 | 0.4283
2012-08-23 09:00 | 0.2935 | 0.30932 | 0.17805 | 0.092078 | 0.52119 | 0.52119 | 0.52119 | 0.52119 | 0.22769 | 0.21187 | 0.34314 | 0.42911
2012-08-23 10:00 | 0.2903 | 0.30602 | 0.17316 | 0.092089 | 0.52119 | 0.52119 | 0.52119 | 0.52119 | 0.23089 | 0.21517 | 0.34803 | 0.4291
2012-08-23 11:00 | 0.28796 | 0.30868 | 0.17511 | 0.092457 | 0.52119 | 0.52119 | 0.52119 | 0.52119 | 0.23323 | 0.21251 | 0.34608 | 0.42873
2012-08-23 12:00 | 0.29215 | 0.30584 | 0.17804 | 0.094087 | 0.52119 | 0.52119 | 0.52119 | 0.52119 | 0.22903 | 0.21535 | 0.34315 | 0.4271
2012-08-23 13:00 | 0.29199 | 0.30417 | 0.17427 | 0.093597 | 0.52119 | 0.52119 | 0.52119 | 0.52119 | 0.2292 | 0.21702 | 0.34692 | 0.42759
2012-08-23 14:00 | 0.28945 | 0.30434 | 0.17926 | 0.093633 | 0.52119 | 0.52119 | 0.52119 | 0.52119 | 0.23173 | 0.21684 | 0.34193 | 0.42756
2012-08-23 15:00 | 0.28589 | 0.29906 | 0.17975 | 0.093914 | 0.52119 | 0.52119 | 0.52119 | 0.52119 | 0.2353 | 0.22213 | 0.34143 | 0.42727
2012-08-23 16:00 | 0.28527 | 0.2977 | 0.18424 | 0.09178 | 0.52119 | 0.52119 | 0.52119 | 0.52119 | 0.23592 | 0.22349 | 0.33695 | 0.42941
2012-08-23 17:00 | 0.28217 | 0.28291 | 0.18429 | 0.090865 | 0.52119 | 0.52119 | 0.52119 | 0.52119 | 0.23902 | 0.23828 | 0.3369 | 0.43032
2012-08-23 18:00 | 0.24869 | 0.24522 | 0.18903 | 0.090949 | 0.52119 | 0.52119 | 0.52119 | 0.52119 | 0.27249 | 0.27597 | 0.33216 | 0.43024
2012-08-23 19:00 | 0.22698 | 0.19962 | 0.19046 | 0.087248 | 0.52119 | 0.52119 | 0.52119 | 0.52119 | 0.29421 | 0.32157 | 0.33072 | 0.43394
2012-08-23 20:00 | 0.21179 | 0.18348 | 0.18952 | 0.090001 | 0.52119 | 0.52119 | 0.52119 | 0.52119 | 0.3094 | 0.3377 | 0.33167 | 0.43119
2012-08-23 21:00 | 0.19874 | 0.17488 | 0.18723 | 0.088887 | 0.52119 | 0.52119 | 0.52119 | 0.52119 | 0.32245 | 0.34631 | 0.33396 | 0.4323
2012-08-23 22:00 | 0.1875 | 0.13928 | 0.18653 | 0.085915 | 0.52119 | 0.52119 | 0.52119 | 0.52119 | 0.33369 | 0.38191 | 0.33466 | 0.43527
2012-08-23 23:00 | 0.17997 | 0.10945 | 0.17935 | 0.083898 | 0.52119 | 0.52119 | 0.52119 | 0.52119 | 0.34121 | 0.41174 | 0.34184 | 0.43729
2012-08-24 | 0.17632 | 0.098461 | 0.17336 | 0.084023 | 0.52119 | 0.52119 | 0.52119 | 0.52119 | 0.34487 | 0.42273 | 0.34783 | 0.43717
2012-08-24 01:00 | 0.17638 | 0.10074 | 0.17394 | 0.084608 | 0.52119 | 0.52119 | 0.52119 | 0.52119 | 0.34481 | 0.42045 | 0.34724 | 0.43658
2012-08-24 02:00 | 0.16985 | 0.10325 | 0.17702 | 0.084881 | 0.52119 | 0.52119 | 0.52119 | 0.52119 | 0.35134 | 0.41794 | 0.34417 | 0.43631
2012-08-24 03:00 | 0.18169 | 0.11144 | 0.18258 | 0.085425 | 0.52119 | 0.52119 | 0.52119 | 0.52119 | 0.3395 | 0.40974 | 0.33861 | 0.43576
2012-08-24 04:00 | 0.20025 | 0.12645 | 0.18461 | 0.088226 | 0.52119 | 0.52119 | 0.52119 | 0.52119 | 0.32094 | 0.39474 | 0.33658 | 0.43296
2012-08-24 05:00 | 0.22501 | 0.14652 | 0.18712 | 0.090778 | 0.52119 | 0.52119 | 0.52119 | 0.52119 | 0.29618 | 0.37467 | 0.33407 | 0.43041
2012-08-24 06:00 | 0.2591 | 0.23028 | 0.19097 | 0.09383 | 0.52119 | 0.52119 | 0.52119 | 0.52119 | 0.26209 | 0.2909 | 0.33022 | 0.42736
2012-08-24 07:00 | 0.28831 | 0.29375 | 0.18851 | 0.095205 | 0.52119 | 0.52119 | 0.52119 | 0.52119 | 0.23288 | 0.22744 | 0.33268 | 0.42598
2012-08-24 08:00 | 0.29443 | 0.32042 | 0.1841 | 0.092734 | 0.52119 | 0.52119 | 0.52119 | 0.52119 | 0.22676 | 0.20077 | 0.33709 | 0.42845
2012-08-24 09:00 | 0.29244 | 0.30997 | 0.18051 | 0.092764 | 0.52119 | 0.52119 | 0.52119 | 0.52119 | 0.22875 | 0.21122 | 0.34067 | 0.42842
2012-08-24 10:00 | 0.28923 | 0.3072 | 0.17777 | 0.09287 | 0.52119 | 0.52119 | 0.52119 | 0.52119 | 0.23196 | 0.21399 | 0.34342 | 0.42832
2012-08-24 11:00 | 0.28723 | 0.31041 | 0.17802 | 0.092858 | 0.52119 | 0.52119 | 0.52119 | 0.52119 | 0.23396 | 0.21077 | 0.34317 | 0.42833
2012-08-24 12:00 | 0.29312 | 0.30888 | 0.17856 | 0.094181 | 0.52119 | 0.52119 | 0.52119 | 0.52119 | 0.22807 | 0.21231 | 0.34263 | 0.42701
2012-08-24 13:00 | 0.29261 | 0.30554 | 0.17536 | 0.093822 | 0.52119 | 0.52119 | 0.52119 | 0.52119 | 0.22858 | 0.21565 | 0.34583 | 0.42737
2012-08-24 14:00 | 0.288 | 0.30483 | 0.17981 | 0.093606 | 0.52119 | 0.52119 | 0.52119 | 0.52119 | 0.23319 | 0.21636 | 0.34138 | 0.42758
2012-08-24 15:00 | 0.28288 | 0.29971 | 0.18118 | 0.093933 | 0.52119 | 0.52119 | 0.52119 | 0.52119 | 0.2383 | 0.22148 | 0.34001 | 0.42726
2012-08-24 16:00 | 0.28323 | 0.29776 | 0.1835 | 0.091613 | 0.52119 | 0.52119 | 0.52119 | 0.52119 | 0.23796 | 0.22343 | 0.33769 | 0.42957
2012-08-24 17:00 | 0.28226 | 0.28322 | 0.184 | 0.090969 | 0.52119 | 0.52119 | 0.52119 | 0.52119 | 0.23893 | 0.23797 | 0.33719 | 0.43022
2012-08-24 18:00 | 0.24889 | 0.24372 | 0.18966 | 0.091053 | 0.52119 | 0.52119 | 0.52119 | 0.52119 | 0.2723 | 0.27746 | 0.33153 | 0.43014
2012-08-24 19:00 | 0.22679 | 0.19953 | 0.19093 | 0.087319 | 0.52119 | 0.52119 | 0.52119 | 0.52119 | 0.2944 | 0.32165 | 0.33026 | 0.43387
2012-08-24 20:00 | 0.21158 | 0.18355 | 0.18988 | 0.090603 | 0.52119 | 0.52119 | 0.52119 | 0.52119 | 0.30961 | 0.33764 | 0.3313 | 0.43059
2012-08-24 21:00 | 0.19858 | 0.17502 | 0.18768 | 0.089695 | 0.52119 | 0.52119 | 0.52119 | 0.52119 | 0.3226 | 0.34617 | 0.33351 | 0.43149
2012-08-24 22:00 | 0.18734 | 0.13929 | 0.1864 | 0.086689 | 0.52119 | 0.52119 | 0.52119 | 0.52119 | 0.33384 | 0.38189 | 0.33479 | 0.4345
2012-08-24 23:00 | 0.17998 | 0.1087 | 0.17978 | 0.084912 | 0.52119 | 0.52119 | 0.52119 | 0.52119 | 0.34121 | 0.41249 | 0.34141 | 0.43628
2012-08-25 | 0.1749 | 0.10756 | 0.17639 | 0.087062 | 0.52119 | 0.52119 | 0.52119 | 0.52119 | 0.34629 | 0.41363 | 0.34479 | 0.43413
2012-08-25 01:00 | 0.17265 | 0.10288 | 0.17379 | 0.08245 | 0.52119 | 0.52119 | 0.52119 | 0.52119 | 0.34854 | 0.41831 | 0.3474 | 0.43874
2012-08-25 02:00 | 0.17357 | 0.10177 | 0.17385 | 0.083114 | 0.52119 | 0.52119 | 0.52119 | 0.52119 | 0.34762 | 0.41942 | 0.34734 | 0.43807
2012-08-25 03:00 | 0.17389 | 0.10304 | 0.17383 | 0.083704 | 0.52119 | 0.52119 | 0.52119 | 0.52119 | 0.3473 | 0.41815 | 0.34735 | 0.43748
2012-08-25 04:00 | 0.17412 | 0.1074 | 0.17323 | 0.083821 | 0.52119 | 0.52119 | 0.52119 | 0.52119 | 0.34707 | 0.41379 | 0.34796 | 0.43737
2012-08-25 05:00 | 0.17713 | 0.1113 | 0.17724 | 0.082846 | 0.52119 | 0.52119 | 0.52119 | 0.52119 | 0.34406 | 0.40989 | 0.34395 | 0.43834
2012-08-25 06:00 | 0.19406 | 0.12678 | 0.17942 | 0.088288 | 0.52119 | 0.52119 | 0.52119 | 0.52119 | 0.32713 | 0.39441 | 0.34177 | 0.4329
2012-08-25 07:00 | 0.19989 | 0.15717 | 0.1765 | 0.088028 | 0.52119 | 0.52119 | 0.52119 | 0.52119 | 0.3213 | 0.36401 | 0.34469 | 0.43316
2012-08-25 08:00 | 0.21982 | 0.21043 | 0.17952 | 0.090249 | 0.52119 | 0.52119 | 0.52119 | 0.52119 | 0.30137 | 0.31076 | 0.34167 | 0.43094
2012-08-25 09:00 | 0.22969 | 0.22122 | 0.17609 | 0.088627 | 0.52119 | 0.52119 | 0.52119 | 0.52119 | 0.2915 | 0.29997 | 0.3451 | 0.43256
2012-08-25 10:00 | 0.23603 | 0.21984 | 0.17122 | 0.090316 | 0.52119 | 0.52119 | 0.52119 | 0.52119 | 0.28516 | 0.30135 | 0.34997 | 0.43087
2012-08-25 11:00 | 0.23801 | 0.22625 | 0.17149 | 0.090992 | 0.52119 | 0.52119 | 0.52119 | 0.52119 | 0.28318 | 0.29494 | 0.3497 | 0.4302
2012-08-25 12:00 | 0.23506 | 0.22372 | 0.18281 | 0.090248 | 0.52119 | 0.52119 | 0.52119 | 0.52119 | 0.28613 | 0.29747 | 0.33838 | 0.43094
2012-08-25 13:00 | 0.23093 | 0.21198 | 0.18365 | 0.089777 | 0.52119 | 0.52119 | 0.52119 | 0.52119 | 0.29026 | 0.30921 | 0.33754 | 0.43141
2012-08-25 14:00 | 0.22708 | 0.20473 | 0.18791 | 0.089425 | 0.52119 | 0.52119 | 0.52119 | 0.52119 | 0.29411 | 0.31646 | 0.33328 | 0.43176
2012-08-25 15:00 | 0.22149 | 0.17803 | 0.18279 | 0.08769 | 0.52119 | 0.52119 | 0.52119 | 0.52119 | 0.2997 | 0.34316 | 0.3384 | 0.4335
2012-08-25 16:00 | 0.21692 | 0.16291 | 0.18311 | 0.085658 | 0.52119 | 0.52119 | 0.52119 | 0.52119 | 0.30427 | 0.35828 | 0.33808 | 0.43553
2012-08-25 17:00 | 0.20848 | 0.15568 | 0.18426 | 0.08309 | 0.52119 | 0.52119 | 0.52119 | 0.52119 | 0.31271 | 0.36551 | 0.33693 | 0.4381
2012-08-25 18:00 | 0.20704 | 0.14979 | 0.18559 | 0.080097 | 0.52119 | 0.52119 | 0.52119 | 0.52119 | 0.31415 | 0.3714 | 0.3356 | 0.44109
2012-08-25 19:00 | 0.1955 | 0.139 | 0.18363 | 0.080351 | 0.52119 | 0.52119 | 0.52119 | 0.52119 | 0.32569 | 0.38219 | 0.33756 | 0.44084
2012-08-25 20:00 | 0.19423 | 0.13263 | 0.18677 | 0.080554 | 0.52119 | 0.52119 | 0.52119 | 0.52119 | 0.32696 | 0.38856 | 0.33442 | 0.44063
2012-08-25 21:00 | 0.191 | 0.12895 | 0.18589 | 0.082904 | 0.52119 | 0.52119 | 0.52119 | 0.52119 | 0.33018 | 0.39224 | 0.3353 | 0.43828
2012-08-25 22:00 | 0.18715 | 0.12287 | 0.18304 | 0.081157 | 0.52119 | 0.52119 | 0.52119 | 0.52119 | 0.33404 | 0.39832 | 0.33815 | 0.44003
2012-08-25 23:00 | 0.18313 | 0.1103 | 0.18114 | 0.080706 | 0.52119 | 0.52119 | 0.52119 | 0.52119 | 0.33806 | 0.41089 | 0.34004 | 0.44048
2012-08-26 | 0.17472 | 0.10748 | 0.1759 | 0.087076 | 0.52119 | 0.52119 | 0.52119 | 0.52119 | 0.34646 | 0.41371 | 0.34529 | 0.43411
2012-08-26 01:00 | 0.17255 | 0.10275 | 0.17303 | 0.082818 | 0.52119 | 0.52119 | 0.52119 | 0.52119 | 0.34864 | 0.41844 | 0.34815 | 0.43837
2012-08-26 02:00 | 0.17344 | 0.10185 | 0.17325 | 0.083576 | 0.52119 | 0.52119 | 0.52119 | 0.52119 | 0.34775 | 0.41934 | 0.34794 | 0.43761
2012-08-26 03:00 | 0.1738 | 0.10309 | 0.1731 | 0.084064 | 0.52119 | 0.52119 | 0.52119 | 0.52119 | 0.34739 | 0.4181 | 0.34809 | 0.43712
2012-08-26 04:00 | 0.17411 | 0.1074 | 0.17311 | 0.084213 | 0.52119 | 0.52119 | 0.52119 | 0.52119 | 0.34707 | 0.41379 | 0.34808 | 0.43697
2012-08-26 05:00 | 0.177 | 0.1114 | 0.1766 | 0.082906 | 0.52119 | 0.52119 | 0.52119 | 0.52119 | 0.34418 | 0.40979 | 0.34459 | 0.43828
2012-08-26 06:00 | 0.19395 | 0.12693 | 0.17856 | 0.088321 | 0.52119 | 0.52119 | 0.52119 | 0.52119 | 0.32723 | 0.39426 | 0.34263 | 0.43287
2012-08-26 07:00 | 0.20118 | 0.15895 | 0.17618 | 0.088084 | 0.52119 | 0.52119 | 0.52119 | 0.52119 | 0.32001 | 0.36224 | 0.345 | 0.4331
2012-08-26 08:00 | 0.22111 | 0.20938 | 0.17507 | 0.09052 | 0.52119 | 0.52119 | 0.52119 | 0.52119 | 0.30007 | 0.31181 | 0.34612 | 0.43067
2012-08-26 09:00 | 0.22778 | 0.22086 | 0.17331 | 0.088561 | 0.52119 | 0.52119 | 0.52119 | 0.52119 | 0.29341 | 0.30032 | 0.34788 | 0.43263
2012-08-26 10:00 | 0.23354 | 0.2187 | 0.17066 | 0.090236 | 0.52119 | 0.52119 | 0.52119 | 0.52119 | 0.28765 | 0.30249 | 0.35053 | 0.43095
2012-08-26 11:00 | 0.23522 | 0.22435 | 0.16796 | 0.090469 | 0.52119 | 0.52119 | 0.52119 | 0.52119 | 0.28597 | 0.29684 | 0.35322 | 0.43072
2012-08-26 12:00 | 0.23328 | 0.2218 | 0.18056 | 0.089985 | 0.52119 | 0.52119 | 0.52119 | 0.52119 | 0.2879 | 0.29939 | 0.34063 | 0.4312
2012-08-26 13:00 | 0.22923 | 0.21117 | 0.17844 | 0.089496 | 0.52119 | 0.52119 | 0.52119 | 0.52119 | 0.29196 | 0.31002 | 0.34275 | 0.43169
2012-08-26 14:00 | 0.22593 | 0.20421 | 0.18511 | 0.089556 | 0.52119 | 0.52119 | 0.52119 | 0.52119 | 0.29526 | 0.31698 | 0.33608 | 0.43163
2012-08-26 15:00 | 0.21967 | 0.17764 | 0.17958 | 0.086703 | 0.52119 | 0.52119 | 0.52119 | 0.52119 | 0.30152 | 0.34355 | 0.34161 | 0.43449
2012-08-26 16:00 | 0.21535 | 0.16355 | 0.18184 | 0.085527 | 0.52119 | 0.52119 | 0.52119 | 0.52119 | 0.30583 | 0.35763 | 0.33935 | 0.43566
2012-08-26 17:00 | 0.20936 | 0.15629 | 0.18282 | 0.082942 | 0.52119 | 0.52119 | 0.52119 | 0.52119 | 0.31183 | 0.3649 | 0.33836 | 0.43825
2012-08-26 18:00 | 0.20627 | 0.14969 | 0.18468 | 0.08001 | 0.52119 | 0.52119 | 0.52119 | 0.52119 | 0.31491 | 0.3715 | 0.3365 | 0.44118
2012-08-26 19:00 | 0.19571 | 0.13899 | 0.18279 | 0.080254 | 0.52119 | 0.52119 | 0.52119 | 0.52119 | 0.32548 | 0.38219 | 0.3384 | 0.44093
2012-08-26 20:00 | 0.19319 | 0.1325 | 0.18454 | 0.080552 | 0.52119 | 0.52119 | 0.52119 | 0.52119 | 0.328 | 0.38869 | 0.33665 | 0.44064
2012-08-26 21:00 | 0.1903 | 0.12886 | 0.18292 | 0.0829 | 0.52119 | 0.52119 | 0.52119 | 0.52119 | 0.33089 | 0.39233 | 0.33827 | 0.43829
2012-08-26 22:00 | 0.18673 | 0.12265 | 0.18276 | 0.081101 | 0.52119 | 0.52119 | 0.52119 | 0.52119 | 0.33446 | 0.39854 | 0.33843 | 0.44009
2012-08-26 23:00 | 0.18349 | 0.1104 | 0.1815 | 0.080529 | 0.52119 | 0.52119 | 0.52119 | 0.52119 | 0.3377 | 0.41079 | 0.33968 | 0.44066
2012-08-27 | 0.17662 | 0.098417 | 0.17323 | 0.083871 | 0.52119 | 0.52119 | 0.52119 | 0.52119 | 0.34457 | 0.42277 | 0.34796 | 0.43732
2012-08-27 01:00 | 0.17583 | 0.09796 | 0.17278 | 0.08448 | 0.52119 | 0.52119 | 0.52119 | 0.52119 | 0.34536 | 0.42323 | 0.34841 | 0.43671
2012-08-27 02:00 | 0.16981 | 0.10038 | 0.17575 | 0.085524 | 0.52119 | 0.52119 | 0.52119 | 0.52119 | 0.35137 | 0.42081 | 0.34544 | 0.43566
2012-08-27 03:00 | 0.18028 | 0.10156 | 0.18084 | 0.087028 | 0.52119 | 0.52119 | 0.52119 | 0.52119 | 0.3409 | 0.41963 | 0.34035 | 0.43416
2012-08-27 04:00 | 0.20044 | 0.12535 | 0.18311 | 0.089321 | 0.52119 | 0.52119 | 0.52119 | 0.52119 | 0.32075 | 0.39584 | 0.33807 | 0.43187
2012-08-27 05:00 | 0.22501 | 0.14536 | 0.18579 | 0.091446 | 0.52119 | 0.52119 | 0.52119 | 0.52119 | 0.29618 | 0.37583 | 0.3354 | 0.42974
2012-08-27 06:00 | 0.26026 | 0.22983 | 0.19056 | 0.094571 | 0.52119 | 0.52119 | 0.52119 | 0.52119 | 0.26093 | 0.29136 | 0.33063 | 0.42662
2012-08-27 07:00 | 0.28759 | 0.29475 | 0.1884 | 0.096596 | 0.52119 | 0.52119 | 0.52119 | 0.52119 | 0.23359 | 0.22644 | 0.33279 | 0.42459
2012-08-27 08:00 | 0.29639 | 0.32069 | 0.18547 | 0.095216 | 0.52119 | 0.52119 | 0.52119 | 0.52119 | 0.22479 | 0.2005 | 0.33572 | 0.42597
2012-08-27 09:00 | 0.29517 | 0.31077 | 0.18278 | 0.092195 | 0.52119 | 0.52119 | 0.52119 | 0.52119 | 0.22602 | 0.21041 | 0.33841 | 0.42899
2012-08-27 10:00 | 0.29084 | 0.30786 | 0.17827 | 0.092663 | 0.52119 | 0.52119 | 0.52119 | 0.52119 | 0.23035 | 0.21333 | 0.34292 | 0.42853
2012-08-27 11:00 | 0.28823 | 0.30931 | 0.17898 | 0.09294 | 0.52119 | 0.52119 | 0.52119 | 0.52119 | 0.23296 | 0.21188 | 0.34221 | 0.42825
2012-08-27 12:00 | 0.29181 | 0.30625 | 0.17974 | 0.094554 | 0.52119 | 0.52119 | 0.52119 | 0.52119 | 0.22938 | 0.21493 | 0.34145 | 0.42663
2012-08-27 13:00 | 0.29169 | 0.30458 | 0.17641 | 0.094191 | 0.52119 | 0.52119 | 0.52119 | 0.52119 | 0.22949 | 0.21661 | 0.34478 | 0.427
2012-08-27 14:00 | 0.28915 | 0.30483 | 0.18036 | 0.094268 | 0.52119 | 0.52119 | 0.52119 | 0.52119 | 0.23204 | 0.21636 | 0.34083 | 0.42692
2012-08-27 15:00 | 0.28584 | 0.29981 | 0.18157 | 0.094661 | 0.52119 | 0.52119 | 0.52119 | 0.52119 | 0.23535 | 0.22138 | 0.33961 | 0.42653
2012-08-27 16:00 | 0.2854 | 0.2987 | 0.18365 | 0.093013 | 0.52119 | 0.52119 | 0.52119 | 0.52119 | 0.23579 | 0.22249 | 0.33754 | 0.42817
2012-08-27 17:00 | 0.28181 | 0.28388 | 0.18552 | 0.0945 | 0.52119 | 0.52119 | 0.52119 | 0.52119 | 0.23938 | 0.23731 | 0.33567 | 0.42669
2012-08-27 18:00 | 0.24912 | 0.2468 | 0.19038 | 0.091456 | 0.52119 | 0.52119 | 0.52119 | 0.52119 | 0.27207 | 0.27439 | 0.33081 | 0.42973
2012-08-27 19:00 | 0.2269 | 0.20068 | 0.19118 | 0.087578 | 0.52119 | 0.52119 | 0.52119 | 0.52119 | 0.29429 | 0.32051 | 0.33001 | 0.43361
2012-08-27 20:00 | 0.21203 | 0.18407 | 0.19022 | 0.090629 | 0.52119 | 0.52119 | 0.52119 | 0.52119 | 0.30916 | 0.33712 | 0.33097 | 0.43056
2012-08-27 21:00 | 0.19865 | 0.17532 | 0.18802 | 0.089699 | 0.52119 | 0.52119 | 0.52119 | 0.52119 | 0.32254 | 0.34587 | 0.33317 | 0.43149
2012-08-27 22:00 | 0.1873 | 0.13949 | 0.18589 | 0.086617 | 0.52119 | 0.52119 | 0.52119 | 0.52119 | 0.33389 | 0.3817 | 0.3353 | 0.43457
2012-08-27 23:00 | 0.17995 | 0.10925 | 0.17881 | 0.084564 | 0.52119 | 0.52119 | 0.52119 | 0.52119 | 0.34124 | 0.41194 | 0.34238 | 0.43662
2012-08-28 | 0.17719 | 0.098417 | 0.1727 | 0.083862 | 0.52119 | 0.52119 | 0.52119 | 0.52119 | 0.344 | 0.42277 | 0.34849 | 0.43733
2012-08-28 01:00 | 0.17651 | 0.098001 | 0.17325 | 0.084525 | 0.52119 | 0.52119 | 0.52119 | 0.52119 | 0.34468 | 0.42319 | 0.34793 | 0.43666
2012-08-28 02:00 | 0.17031 | 0.10045 | 0.17628 | 0.085055 | 0.52119 | 0.52119 | 0.52119 | 0.52119 | 0.35088 | 0.42074 | 0.34491 | 0.43613
2012-08-28 03:00 | 0.18055 | 0.1016 | 0.182 | 0.085984 | 0.52119 | 0.52119 | 0.52119 | 0.52119 | 0.34064 | 0.41959 | 0.33919 | 0.4352
2012-08-28 04:00 | 0.20071 | 0.12565 | 0.18429 | 0.088589 | 0.52119 | 0.52119 | 0.52119 | 0.52119 | 0.32048 | 0.39554 | 0.3369 | 0.4326
2012-08-28 05:00 | 0.22518 | 0.14547 | 0.18696 | 0.091178 | 0.52119 | 0.52119 | 0.52119 | 0.52119 | 0.29601 | 0.37572 | 0.33423 | 0.43001
2012-08-28 06:00 | 0.26017 | 0.23 | 0.19134 | 0.094242 | 0.52119 | 0.52119 | 0.52119 | 0.52119 | 0.26102 | 0.29119 | 0.32985 | 0.42695
2012-08-28 07:00 | 0.28779 | 0.29454 | 0.18955 | 0.096103 | 0.52119 | 0.52119 | 0.52119 | 0.52119 | 0.2334 | 0.22665 | 0.33164 | 0.42508
2012-08-28 08:00 | 0.2953 | 0.32005 | 0.18617 | 0.094518 | 0.52119 | 0.52119 | 0.52119 | 0.52119 | 0.22589 | 0.20114 | 0.33502 | 0.42667
2012-08-28 09:00 | 0.29398 | 0.30969 | 0.18238 | 0.092326 | 0.52119 | 0.52119 | 0.52119 | 0.52119 | 0.22721 | 0.2115 | 0.33881 | 0.42886
2012-08-28 10:00 | 0.29011 | 0.30658 | 0.17769 | 0.09244 | 0.52119 | 0.52119 | 0.52119 | 0.52119 | 0.23108 | 0.21461 | 0.3435 | 0.42875
2012-08-28 11:00 | 0.28771 | 0.30875 | 0.1786 | 0.092741 | 0.52119 | 0.52119 | 0.52119 | 0.52119 | 0.23348 | 0.21244 | 0.34259 | 0.42845
2012-08-28 12:00 | 0.29165 | 0.30561 | 0.17875 | 0.094296 | 0.52119 | 0.52119 | 0.52119 | 0.52119 | 0.22953 | 0.21558 | 0.34244 | 0.42689
2012-08-28 13:00 | 0.29148 | 0.30428 | 0.17627 | 0.094085 | 0.52119 | 0.52119 | 0.52119 | 0.52119 | 0.22971 | 0.21691 | 0.34492 | 0.4271
2012-08-28 14:00 | 0.29034 | 0.30451 | 0.18098 | 0.094287 | 0.52119 | 0.52119 | 0.52119 | 0.52119 | 0.23085 | 0.21668 | 0.34021 | 0.4269
2012-08-28 15:00 | 0.28747 | 0.29896 | 0.18137 | 0.094384 | 0.52119 | 0.52119 | 0.52119 | 0.52119 | 0.23372 | 0.22223 | 0.33982 | 0.4268
2012-08-28 16:00 | 0.28659 | 0.2977 | 0.18427 | 0.092135 | 0.52119 | 0.52119 | 0.52119 | 0.52119 | 0.2346 | 0.22349 | 0.33692 | 0.42905
2012-08-28 17:00 | 0.28184 | 0.28318 | 0.18577 | 0.09207 | 0.52119 | 0.52119 | 0.52119 | 0.52119 | 0.23935 | 0.23801 | 0.33542 | 0.42912
2012-08-28 18:00 | 0.24913 | 0.2474 | 0.19002 | 0.091146 | 0.52119 | 0.52119 | 0.52119 | 0.52119 | 0.27206 | 0.27379 | 0.33117 | 0.43004
2012-08-28 19:00 | 0.22689 | 0.20105 | 0.19092 | 0.087282 | 0.52119 | 0.52119 | 0.52119 | 0.52119 | 0.2943 | 0.32013 | 0.33027 | 0.43391
2012-08-28 20:00 | 0.21214 | 0.1841 | 0.19019 | 0.09057 | 0.52119 | 0.52119 | 0.52119 | 0.52119 | 0.30905 | 0.33709 | 0.331 | 0.43062
2012-08-28 21:00 | 0.19869 | 0.17531 | 0.18798 | 0.089634 | 0.52119 | 0.52119 | 0.52119 | 0.52119 | 0.3225 | 0.34588 | 0.33321 | 0.43155
2012-08-28 22:00 | 0.18735 | 0.13955 | 0.18564 | 0.086601 | 0.52119 | 0.52119 | 0.52119 | 0.52119 | 0.33384 | 0.38164 | 0.33555 | 0.43459
2012-08-28 23:00 | 0.18032 | 0.10923 | 0.17856 | 0.08456 | 0.52119 | 0.52119 | 0.52119 | 0.52119 | 0.34087 | 0.41196 | 0.34263 | 0.43663
2012-08-29 | 0.17701 | 0.098407 | 0.17255 | 0.083846 | 0.52119 | 0.52119 | 0.52119 | 0.52119 | 0.34417 | 0.42278 | 0.34864 | 0.43734
2012-08-29 01:00 | 0.17601 | 0.097929 | 0.17315 | 0.084493 | 0.52119 | 0.52119 | 0.52119 | 0.52119 | 0.34517 | 0.42326 | 0.34804 | 0.4367
2012-08-29 02:00 | 0.17038 | 0.10029 | 0.17639 | 0.08516 | 0.52119 | 0.52119 | 0.52119 | 0.52119 | 0.35081 | 0.4209 | 0.3448 | 0.43603
2012-08-29 03:00 | 0.18059 | 0.10147 | 0.18202 | 0.08573 | 0.52119 | 0.52119 | 0.52119 | 0.52119 | 0.3406 | 0.41972 | 0.33916 | 0.43546
2012-08-29 04:00 | 0.20074 | 0.12556 | 0.18463 | 0.088694 | 0.52119 | 0.52119 | 0.52119 | 0.52119 | 0.32045 | 0.39562 | 0.33656 | 0.43249
2012-08-29 05:00 | 0.22518 | 0.14565 | 0.18737 | 0.091202 | 0.52119 | 0.52119 | 0.52119 | 0.52119 | 0.29601 | 0.37554 | 0.33382 | 0.42999
2012-08-29 06:00 | 0.26004 | 0.2296 | 0.19191 | 0.09436 | 0.52119 | 0.52119 | 0.52119 | 0.52119 | 0.26114 | 0.29159 | 0.32928 | 0.42683
2012-08-29 07:00 | 0.28815 | 0.29389 | 0.19064 | 0.096717 | 0.52119 | 0.52119 | 0.52119 | 0.52119 | 0.23304 | 0.22729 | 0.33055 | 0.42447
2012-08-29 08:00 | 0.29742 | 0.3201 | 0.18807 | 0.095235 | 0.52119 | 0.52119 | 0.52119 | 0.52119 | 0.22377 | 0.20109 | 0.33312 | 0.42595
2012-08-29 09:00 | 0.2928 | 0.30957 | 0.18442 | 0.092779 | 0.52119 | 0.52119 | 0.52119 | 0.52119 | 0.22838 | 0.21162 | 0.33677 | 0.42841
2012-08-29 10:00 | 0.28932 | 0.30656 | 0.18124 | 0.093228 | 0.52119 | 0.52119 | 0.52119 | 0.52119 | 0.23187 | 0.21462 | 0.33995 | 0.42796
2012-08-29 11:00 | 0.28847 | 0.30942 | 0.1809 | 0.093248 | 0.52119 | 0.52119 | 0.52119 | 0.52119 | 0.23272 | 0.21176 | 0.34029 | 0.42794
2012-08-29 12:00 | 0.29233 | 0.30693 | 0.18039 | 0.094686 | 0.52119 | 0.52119 | 0.52119 | 0.52119 | 0.22885 | 0.21426 | 0.3408 | 0.4265
2012-08-29 13:00 | 0.29173 | 0.30487 | 0.17718 | 0.094417 | 0.52119 | 0.52119 | 0.52119 | 0.52119 | 0.22946 | 0.21632 | 0.34401 | 0.42677
2012-08-29 14:00 | 0.28928 | 0.30456 | 0.18205 | 0.094348 | 0.52119 | 0.52119 | 0.52119 | 0.52119 | 0.23191 | 0.21663 | 0.33914 | 0.42684
2012-08-29 15:00 | 0.28477 | 0.29954 | 0.18311 | 0.094579 | 0.52119 | 0.52119 | 0.52119 | 0.52119 | 0.23641 | 0.22165 | 0.33808 | 0.42661
2012-08-29 16:00 | 0.28433 | 0.29782 | 0.18506 | 0.092055 | 0.52119 | 0.52119 | 0.52119 | 0.52119 | 0.23686 | 0.22337 | 0.33613 | 0.42913
2012-08-29 17:00 | 0.28226 | 0.28342 | 0.18608 | 0.092078 | 0.52119 | 0.52119 | 0.52119 | 0.52119 | 0.23893 | 0.23777 | 0.33511 | 0.42911
2012-08-29 18:00 | 0.24867 | 0.24533 | 0.19056 | 0.091096 | 0.52119 | 0.52119 | 0.52119 | 0.52119 | 0.27252 | 0.27586 | 0.33062 | 0.43009
2012-08-29 19:00 | 0.22723 | 0.20009 | 0.19104 | 0.087304 | 0.52119 | 0.52119 | 0.52119 | 0.52119 | 0.29396 | 0.3211 | 0.33015 | 0.43388
2012-08-29 20:00 | 0.21199 | 0.18387 | 0.1901 | 0.090443 | 0.52119 | 0.52119 | 0.52119 | 0.52119 | 0.3092 | 0.33732 | 0.33109 | 0.43074
2012-08-29 21:00 | 0.19889 | 0.17522 | 0.18855 | 0.089406 | 0.52119 | 0.52119 | 0.52119 | 0.52119 | 0.3223 | 0.34597 | 0.33264 | 0.43178
2012-08-29 22:00 | 0.18768 | 0.13937 | 0.18665 | 0.085592 | 0.52119 | 0.52119 | 0.52119 | 0.52119 | 0.33351 | 0.38182 | 0.33454 | 0.4356
2012-08-29 23:00 | 0.18009 | 0.10948 | 0.17954 | 0.083935 | 0.52119 | 0.52119 | 0.52119 | 0.52119 | 0.34109 | 0.41171 | 0.34165 | 0.43725
2012-08-30 | 0.17702 | 0.098537 | 0.17328 | 0.0842 | 0.52119 | 0.52119 | 0.52119 | 0.52119 | 0.34417 | 0.42265 | 0.34791 | 0.43699
2012-08-30 01:00 | 0.1767 | 0.098537 | 0.17369 | 0.084888 | 0.52119 | 0.52119 | 0.52119 | 0.52119 | 0.34449 | 0.42265 | 0.3475 | 0.4363
2012-08-30 02:00 | 0.17087 | 0.10065 | 0.17675 | 0.084487 | 0.52119 | 0.52119 | 0.52119 | 0.52119 | 0.35032 | 0.42054 | 0.34444 | 0.4367
2012-08-30 03:00 | 0.181 | 0.10182 | 0.18228 | 0.084846 | 0.52119 | 0.52119 | 0.52119 | 0.52119 | 0.34018 | 0.41937 | 0.33891 | 0.43634
2012-08-30 04:00 | 0.2015 | 0.12675 | 0.18444 | 0.088058 | 0.52119 | 0.52119 | 0.52119 | 0.52119 | 0.31969 | 0.39443 | 0.33675 | 0.43313
2012-08-30 05:00 | 0.22581 | 0.14723 | 0.18728 | 0.090938 | 0.52119 | 0.52119 | 0.52119 | 0.52119 | 0.29537 | 0.37396 | 0.33391 | 0.43025
2012-08-30 06:00 | 0.26029 | 0.23144 | 0.19136 | 0.094081 | 0.52119 | 0.52119 | 0.52119 | 0.52119 | 0.2609 | 0.28975 | 0.32983 | 0.42711
2012-08-30 07:00 | 0.28856 | 0.29437 | 0.18908 | 0.094721 | 0.52119 | 0.52119 | 0.52119 | 0.52119 | 0.23263 | 0.22682 | 0.33211 | 0.42647
2012-08-30 08:00 | 0.29645 | 0.32057 | 0.18469 | 0.092805 | 0.52119 | 0.52119 | 0.52119 | 0.52119 | 0.22474 | 0.20062 | 0.3365 | 0.42838
2012-08-30 09:00 | 0.29336 | 0.31013 | 0.18199 | 0.092393 | 0.52119 | 0.52119 | 0.52119 | 0.52119 | 0.22783 | 0.21106 | 0.3392 | 0.4288
2012-08-30 10:00 | 0.29067 | 0.30685 | 0.17699 | 0.092359 | 0.52119 | 0.52119 | 0.52119 | 0.52119 | 0.23052 | 0.21434 | 0.3442 | 0.42883
2012-08-30 11:00 | 0.28935 | 0.30963 | 0.17668 | 0.092304 | 0.52119 | 0.52119 | 0.52119 | 0.52119 | 0.23183 | 0.21155 | 0.34451 | 0.42888
2012-08-30 12:00 | 0.29275 | 0.30679 | 0.17714 | 0.094049 | 0.52119 | 0.52119 | 0.52119 | 0.52119 | 0.22843 | 0.2144 | 0.34405 | 0.42714
2012-08-30 13:00 | 0.2924 | 0.30487 | 0.17413 | 0.093558 | 0.52119 | 0.52119 | 0.52119 | 0.52119 | 0.22879 | 0.21632 | 0.34706 | 0.42763
2012-08-30 14:00 | 0.28917 | 0.30514 | 0.1799 | 0.093547 | 0.52119 | 0.52119 | 0.52119 | 0.52119 | 0.23201 | 0.21605 | 0.34129 | 0.42764
2012-08-30 15:00 | 0.28532 | 0.29964 | 0.18164 | 0.093985 | 0.52119 | 0.52119 | 0.52119 | 0.52119 | 0.23587 | 0.22154 | 0.33955 | 0.4272
2012-08-30 16:00 | 0.28455 | 0.29784 | 0.18378 | 0.091449 | 0.52119 | 0.52119 | 0.52119 | 0.52119 | 0.23664 | 0.22335 | 0.33741 | 0.42974
2012-08-30 17:00 | 0.28228 | 0.28246 | 0.18386 | 0.090604 | 0.52119 | 0.52119 | 0.52119 | 0.52119 | 0.2389 | 0.23873 | 0.33733 | 0.43058
2012-08-30 18:00 | 0.24925 | 0.24517 | 0.18902 | 0.090919 | 0.52119 | 0.52119 | 0.52119 | 0.52119 | 0.27193 | 0.27601 | 0.33217 | 0.43027
2012-08-30 19:00 | 0.22733 | 0.19997 | 0.18983 | 0.087224 | 0.52119 | 0.52119 | 0.52119 | 0.52119 | 0.29386 | 0.32122 | 0.33136 | 0.43396
2012-08-30 20:00 | 0.21196 | 0.18369 | 0.18854 | 0.08933 | 0.52119 | 0.52119 | 0.52119 | 0.52119 | 0.30923 | 0.3375 | 0.33265 | 0.43186
2012-08-30 21:00 | 0.19906 | 0.17498 | 0.189 | 0.088404 | 0.52119 | 0.52119 | 0.52119 | 0.52119 | 0.32213 | 0.34621 | 0.33219 | 0.43278
2012-08-30 22:00 | 0.18788 | 0.13927 | 0.1878 | 0.084677 | 0.52119 | 0.52119 | 0.52119 | 0.52119 | 0.3333 | 0.38192 | 0.33339 | 0.43651
2012-08-30 23:00 | 0.18004 | 0.1096 | 0.17986 | 0.082897 | 0.52119 | 0.52119 | 0.52119 | 0.52119 | 0.34115 | 0.41159 | 0.34133 | 0.43829
2012-08-31 | 0.17671 | 0.098658 | 0.17326 | 0.084323 | 0.52119 | 0.52119 | 0.52119 | 0.52119 | 0.34448 | 0.42253 | 0.34793 | 0.43687
2012-08-31 01:00 | 0.17661 | 0.098647 | 0.17403 | 0.084949 | 0.52119 | 0.52119 | 0.52119 | 0.52119 | 0.34458 | 0.42254 | 0.34716 | 0.43624
2012-08-31 02:00 | 0.17107 | 0.10069 | 0.17738 | 0.084732 | 0.52119 | 0.52119 | 0.52119 | 0.52119 | 0.35012 | 0.42049 | 0.3438 | 0.43646
2012-08-31 03:00 | 0.1814 | 0.1019 | 0.18309 | 0.085246 | 0.52119 | 0.52119 | 0.52119 | 0.52119 | 0.33979 | 0.41929 | 0.3381 | 0.43594
2012-08-31 04:00 | 0.20179 | 0.12644 | 0.18547 | 0.088686 | 0.52119 | 0.52119 | 0.52119 | 0.52119 | 0.31939 | 0.39475 | 0.33572 | 0.4325
2012-08-31 05:00 | 0.22632 | 0.14682 | 0.18816 | 0.091178 | 0.52119 | 0.52119 | 0.52119 | 0.52119 | 0.29487 | 0.37437 | 0.33303 | 0.43001
2012-08-31 06:00 | 0.26137 | 0.23084 | 0.1924 | 0.094287 | 0.52119 | 0.52119 | 0.52119 | 0.52119 | 0.25982 | 0.29035 | 0.32879 | 0.4269
2012-08-31 07:00 | 0.29088 | 0.29458 | 0.19139 | 0.095543 | 0.52119 | 0.52119 | 0.52119 | 0.52119 | 0.23031 | 0.22661 | 0.3298 | 0.42564
2012-08-31 08:00 | 0.29905 | 0.32098 | 0.18849 | 0.093727 | 0.52119 | 0.52119 | 0.52119 | 0.52119 | 0.22214 | 0.20021 | 0.3327 | 0.42746
2012-08-31 09:00 | 0.29448 | 0.31037 | 0.18547 | 0.092379 | 0.52119 | 0.52119 | 0.52119 | 0.52119 | 0.22671 | 0.21082 | 0.33572 | 0.42881
2012-08-31 10:00 | 0.292 | 0.30716 | 0.18067 | 0.09249 | 0.52119 | 0.52119 | 0.52119 | 0.52119 | 0.22919 | 0.21403 | 0.34052 | 0.4287
2012-08-31 11:00 | 0.2895 | 0.30938 | 0.18074 | 0.092298 | 0.52119 | 0.52119 | 0.52119 | 0.52119 | 0.23169 | 0.21181 | 0.34045 | 0.42889
2012-08-31 12:00 | 0.29249 | 0.30629 | 0.18066 | 0.094239 | 0.52119 | 0.52119 | 0.52119 | 0.52119 | 0.2287 | 0.2149 | 0.34052 | 0.42695
2012-08-31 13:00 | 0.29231 | 0.3047 | 0.17726 | 0.093863 | 0.52119 | 0.52119 | 0.52119 | 0.52119 | 0.22887 | 0.21649 | 0.34393 | 0.42732
2012-08-31 14:00 | 0.29105 | 0.30485 | 0.18148 | 0.093995 | 0.52119 | 0.52119 | 0.52119 | 0.52119 | 0.23014 | 0.21634 | 0.33971 | 0.42719
2012-08-31 15:00 | 0.28804 | 0.29961 | 0.18242 | 0.094306 | 0.52119 | 0.52119 | 0.52119 | 0.52119 | 0.23315 | 0.22157 | 0.33877 | 0.42688
2012-08-31 16:00 | 0.28667 | 0.29811 | 0.1849 | 0.091893 | 0.52119 | 0.52119 | 0.52119 | 0.52119 | 0.23452 | 0.22307 | 0.33629 | 0.42929
2012-08-31 17:00 | 0.28228 | 0.28287 | 0.18591 | 0.090986 | 0.52119 | 0.52119 | 0.52119 | 0.52119 | 0.2389 | 0.23832 | 0.33528 | 0.4302
2012-08-31 18:00 | 0.24917 | 0.24643 | 0.19017 | 0.091012 | 0.52119 | 0.52119 | 0.52119 | 0.52119 | 0.27202 | 0.27476 | 0.33102 | 0.43018
2012-08-31 19:00 | 0.22754 | 0.2012 | 0.19099 | 0.08721 | 0.52119 | 0.52119 | 0.52119 | 0.52119 | 0.29365 | 0.31999 | 0.3302 | 0.43398
2012-08-31 20:00 | 0.21226 | 0.18429 | 0.19067 | 0.090486 | 0.52119 | 0.52119 | 0.52119 | 0.52119 | 0.30893 | 0.33689 | 0.33051 | 0.4307
2012-08-31 21:00 | 0.19895 | 0.17541 | 0.18935 | 0.089591 | 0.52119 | 0.52119 | 0.52119 | 0.52119 | 0.32224 | 0.34577 | 0.33184 | 0.4316
2012-08-31 22:00 | 0.18776 | 0.13956 | 0.18745 | 0.086561 | 0.52119 | 0.52119 | 0.52119 | 0.52119 | 0.33343 | 0.38163 | 0.33374 | 0.43463
2012-08-31 23:00 | 0.18016 | 0.10922 | 0.18028 | 0.084683 | 0.52119 | 0.52119 | 0.52119 | 0.52119 | 0.34103 | 0.41196 | 0.3409 | 0.43651
2012-09-01 | 0.17494 | 0.10761 | 0.18687 | 0.10282 | 0.52119 | 0.52119 | 0.52119 | 0.52119 | 0.34625 | 0.41358 | 0.33432 | 0.41836
2012-09-01 01:00 | 0.17291 | 0.10272 | 0.18459 | 0.098198 | 0.52119 | 0.52119 | 0.52119 | 0.52119 | 0.34828 | 0.41847 | 0.3366 | 0.42299
2012-09-01 02:00 | 0.1742 | 0.10142 | 0.18452 | 0.098935 | 0.52119 | 0.52119 | 0.52119 | 0.52119 | 0.34699 | 0.41977 | 0.33666 | 0.42225
2012-09-01 03:00 | 0.17464 | 0.10342 | 0.18587 | 0.099485 | 0.52119 | 0.52119 | 0.52119 | 0.52119 | 0.34655 | 0.41777 | 0.33532 | 0.4217
2012-09-01 04:00 | 0.17555 | 0.10796 | 0.18911 | 0.099468 | 0.52119 | 0.52119 | 0.52119 | 0.52119 | 0.34564 | 0.41323 | 0.33208 | 0.42172
2012-09-01 05:00 | 0.17888 | 0.11133 | 0.19251 | 0.098564 | 0.52119 | 0.52119 | 0.52119 | 0.52119 | 0.3423 | 0.40986 | 0.32868 | 0.42262
2012-09-01 06:00 | 0.1939 | 0.12746 | 0.19282 | 0.10384 | 0.52119 | 0.52119 | 0.52119 | 0.52119 | 0.32729 | 0.39373 | 0.32837 | 0.41735
2012-09-01 07:00 | 0.2043 | 0.16023 | 0.18889 | 0.10311 | 0.52119 | 0.52119 | 0.52119 | 0.52119 | 0.31689 | 0.36095 | 0.3323 | 0.41808
2012-09-01 08:00 | 0.22556 | 0.20986 | 0.18918 | 0.10529 | 0.52119 | 0.52119 | 0.52119 | 0.52119 | 0.29563 | 0.31133 | 0.33201 | 0.4159
2012-09-01 09:00 | 0.23101 | 0.22231 | 0.1845 | 0.10292 | 0.52119 | 0.52119 | 0.52119 | 0.52119 | 0.29018 | 0.29888 | 0.33669 | 0.41827
2012-09-01 10:00 | 0.23614 | 0.21912 | 0.18104 | 0.10373 | 0.52119 | 0.52119 | 0.52119 | 0.52119 | 0.28505 | 0.30207 | 0.34015 | 0.41745
2012-09-01 11:00 | 0.23761 | 0.22431 | 0.18033 | 0.10497 | 0.52119 | 0.52119 | 0.52119 | 0.52119 | 0.28358 | 0.29688 | 0.34086 | 0.41622
2012-09-01 12:00 | 0.23471 | 0.22224 | 0.18131 | 0.10441 | 0.52119 | 0.52119 | 0.52119 | 0.52119 | 0.28647 | 0.29894 | 0.33988 | 0.41678
2012-09-01 13:00 | 0.23096 | 0.21237 | 0.18919 | 0.10401 | 0.52119 | 0.52119 | 0.52119 | 0.52119 | 0.29023 | 0.30882 | 0.332 | 0.41718
2012-09-01 14:00 | 0.22839 | 0.20583 | 0.18753 | 0.10525 | 0.52119 | 0.52119 | 0.52119 | 0.52119 | 0.29279 | 0.31536 | 0.33366 | 0.41593
2012-09-01 15:00 | 0.22297 | 0.17912 | 0.19143 | 0.10068 | 0.52119 | 0.52119 | 0.52119 | 0.52119 | 0.29822 | 0.34206 | 0.32975 | 0.4205
2012-09-01 16:00 | 0.21849 | 0.16563 | 0.19399 | 0.10073 | 0.52119 | 0.52119 | 0.52119 | 0.52119 | 0.3027 | 0.35556 | 0.3272 | 0.42046
2012-09-01 17:00 | 0.2124 | 0.15791 | 0.19761 | 0.098296 | 0.52119 | 0.52119 | 0.52119 | 0.52119 | 0.30879 | 0.36328 | 0.32358 | 0.42289
2012-09-01 18:00 | 0.20789 | 0.15129 | 0.19943 | 0.095287 | 0.52119 | 0.52119 | 0.52119 | 0.52119 | 0.3133 | 0.3699 | 0.32176 | 0.4259
2012-09-01 19:00 | 0.19658 | 0.14067 | 0.19415 | 0.095441 | 0.52119 | 0.52119 | 0.52119 | 0.52119 | 0.3246 | 0.38052 | 0.32703 | 0.42575
2012-09-01 20:00 | 0.1956 | 0.13365 | 0.19276 | 0.095625 | 0.52119 | 0.52119 | 0.52119 | 0.52119 | 0.32559 | 0.38754 | 0.32843 | 0.42556
2012-09-01 21:00 | 0.19108 | 0.13028 | 0.19164 | 0.096831 | 0.52119 | 0.52119 | 0.52119 | 0.52119 | 0.33011 | 0.39091 | 0.32955 | 0.42436
2012-09-01 22:00 | 0.18909 | 0.12431 | 0.19178 | 0.096121 | 0.52119 | 0.52119 | 0.52119 | 0.52119 | 0.3321 | 0.39688 | 0.32941 | 0.42507
2012-09-01 23:00 | 0.1886 | 0.11067 | 0.19034 | 0.096094 | 0.52119 | 0.52119 | 0.52119 | 0.52119 | 0.33259 | 0.41052 | 0.33085 | 0.42509
2012-09-02 | 0.17483 | 0.10716 | 0.18591 | 0.10165 | 0.52119 | 0.52119 | 0.52119 | 0.52119 | 0.34636 | 0.41403 | 0.33528 | 0.41954
2012-09-02 01:00 | 0.1728 | 0.10227 | 0.18168 | 0.098304 | 0.52119 | 0.52119 | 0.52119 | 0.52119 | 0.34839 | 0.41892 | 0.33951 | 0.42288
2012-09-02 02:00 | 0.17426 | 0.10136 | 0.18221 | 0.098674 | 0.52119 | 0.52119 | 0.52119 | 0.52119 | 0.34693 | 0.41983 | 0.33898 | 0.42251
2012-09-02 03:00 | 0.17455 | 0.10318 | 0.18338 | 0.098882 | 0.52119 | 0.52119 | 0.52119 | 0.52119 | 0.34664 | 0.41801 | 0.33781 | 0.42231
2012-09-02 04:00 | 0.17533 | 0.10719 | 0.18596 | 0.09918 | 0.52119 | 0.52119 | 0.52119 | 0.52119 | 0.34586 | 0.414 | 0.33523 | 0.42201
2012-09-02 05:00 | 0.17847 | 0.11133 | 0.18967 | 0.098025 | 0.52119 | 0.52119 | 0.52119 | 0.52119 | 0.34272 | 0.40986 | 0.33152 | 0.42316
2012-09-02 06:00 | 0.19386 | 0.12852 | 0.19069 | 0.10338 | 0.52119 | 0.52119 | 0.52119 | 0.52119 | 0.32733 | 0.39267 | 0.3305 | 0.41781
2012-09-02 07:00 | 0.20689 | 0.1626 | 0.1929 | 0.10314 | 0.52119 | 0.52119 | 0.52119 | 0.52119 | 0.3143 | 0.35859 | 0.32828 | 0.41805
2012-09-02 08:00 | 0.22773 | 0.21042 | 0.1961 | 0.10641 | 0.52119 | 0.52119 | 0.52119 | 0.52119 | 0.29346 | 0.31077 | 0.32509 | 0.41477
2012-09-02 09:00 | 0.23457 | 0.22472 | 0.19298 | 0.10569 | 0.52119 | 0.52119 | 0.52119 | 0.52119 | 0.28662 | 0.29647 | 0.32821 | 0.4155
2012-09-02 10:00 | 0.23686 | 0.22181 | 0.18742 | 0.10765 | 0.52119 | 0.52119 | 0.52119 | 0.52119 | 0.28433 | 0.29938 | 0.33377 | 0.41353
2012-09-02 11:00 | 0.23812 | 0.22673 | 0.19047 | 0.10893 | 0.52119 | 0.52119 | 0.52119 | 0.52119 | 0.28307 | 0.29445 | 0.33072 | 0.41226
2012-09-02 12:00 | 0.23594 | 0.22508 | 0.19029 | 0.10786 | 0.52119 | 0.52119 | 0.52119 | 0.52119 | 0.28524 | 0.29611 | 0.3309 | 0.41333
2012-09-02 13:00 | 0.23195 | 0.21527 | 0.18875 | 0.10646 | 0.52119 | 0.52119 | 0.52119 | 0.52119 | 0.28924 | 0.30591 | 0.33244 | 0.41473
2012-09-02 14:00 | 0.22987 | 0.20887 | 0.19141 | 0.10483 | 0.52119 | 0.52119 | 0.52119 | 0.52119 | 0.29132 | 0.31232 | 0.32978 | 0.41636
2012-09-02 15:00 | 0.22442 | 0.18257 | 0.18442 | 0.1065 | 0.52119 | 0.52119 | 0.52119 | 0.52119 | 0.29677 | 0.33862 | 0.33676 | 0.41469
2012-09-02 16:00 | 0.21925 | 0.16888 | 0.18464 | 0.104 | 0.52119 | 0.52119 | 0.52119 | 0.52119 | 0.30194 | 0.35231 | 0.33655 | 0.41719
2012-09-02 17:00 | 0.21273 | 0.15933 | 0.18821 | 0.099556 | 0.52119 | 0.52119 | 0.52119 | 0.52119 | 0.30846 | 0.36186 | 0.33298 | 0.42163
2012-09-02 18:00 | 0.20759 | 0.15227 | 0.18917 | 0.096623 | 0.52119 | 0.52119 | 0.52119 | 0.52119 | 0.3136 | 0.36892 | 0.33202 | 0.42457
2012-09-02 19:00 | 0.19638 | 0.14125 | 0.19262 | 0.094979 | 0.52119 | 0.52119 | 0.52119 | 0.52119 | 0.32481 | 0.37994 | 0.32857 | 0.42621
2012-09-02 20:00 | 0.19577 | 0.1341 | 0.19143 | 0.09523 | 0.52119 | 0.52119 | 0.52119 | 0.52119 | 0.32542 | 0.38709 | 0.32975 | 0.42596
2012-09-02 21:00 | 0.191 | 0.13079 | 0.19244 | 0.097499 | 0.52119 | 0.52119 | 0.52119 | 0.52119 | 0.33019 | 0.3904 | 0.32875 | 0.42369
2012-09-02 22:00 | 0.18892 | 0.12461 | 0.19226 | 0.095927 | 0.52119 | 0.52119 | 0.52119 | 0.52119 | 0.33227 | 0.39658 | 0.32893 | 0.42526
2012-09-02 23:00 | 0.18801 | 0.11097 | 0.19232 | 0.095955 | 0.52119 | 0.52119 | 0.52119 | 0.52119 | 0.33318 | 0.41022 | 0.32887 | 0.42523
2012-09-03 | 0.17471 | 0.10745 | 0.18661 | 0.10355 | 0.52119 | 0.52119 | 0.52119 | 0.52119 | 0.34648 | 0.41374 | 0.33458 | 0.41764
2012-09-03 01:00 | 0.17264 | 0.1026 | 0.18461 | 0.098168 | 0.52119 | 0.52119 | 0.52119 | 0.52119 | 0.34855 | 0.41859 | 0.33658 | 0.42302
2012-09-03 02:00 | 0.17406 | 0.10162 | 0.18428 | 0.098426 | 0.52119 | 0.52119 | 0.52119 | 0.52119 | 0.34713 | 0.41957 | 0.33691 | 0.42276
2012-09-03 03:00 | 0.17425 | 0.10358 | 0.18526 | 0.099068 | 0.52119 | 0.52119 | 0.52119 | 0.52119 | 0.34694 | 0.41761 | 0.33593 | 0.42212
2012-09-03 04:00 | 0.17529 | 0.10813 | 0.18798 | 0.098679 | 0.52119 | 0.52119 | 0.52119 | 0.52119 | 0.3459 | 0.41306 | 0.33321 | 0.42251
2012-09-03 05:00 | 0.17866 | 0.11173 | 0.19167 | 0.098205 | 0.52119 | 0.52119 | 0.52119 | 0.52119 | 0.34253 | 0.40946 | 0.32952 | 0.42298
2012-09-03 06:00 | 0.19338 | 0.1276 | 0.19242 | 0.10361 | 0.52119 | 0.52119 | 0.52119 | 0.52119 | 0.32781 | 0.39359 | 0.32876 | 0.41758
2012-09-03 07:00 | 0.20508 | 0.16211 | 0.19201 | 0.10284 | 0.52119 | 0.52119 | 0.52119 | 0.52119 | 0.31611 | 0.35908 | 0.32918 | 0.41835
2012-09-03 08:00 | 0.22484 | 0.21072 | 0.1948 | 0.10674 | 0.52119 | 0.52119 | 0.52119 | 0.52119 | 0.29635 | 0.31047 | 0.32639 | 0.41445
2012-09-03 09:00 | 0.23033 | 0.22332 | 0.18985 | 0.10552 | 0.52119 | 0.52119 | 0.52119 | 0.52119 | 0.29086 | 0.29787 | 0.33134 | 0.41567
2012-09-03 10:00 | 0.23409 | 0.22007 | 0.18388 | 0.10719 | 0.52119 | 0.52119 | 0.52119 | 0.52119 | 0.2871 | 0.30112 | 0.33731 | 0.41399
2012-09-03 11:00 | 0.23602 | 0.22524 | 0.18768 | 0.10859 | 0.52119 | 0.52119 | 0.52119 | 0.52119 | 0.28517 | 0.29595 | 0.3335 | 0.41259
2012-09-03 12:00 | 0.23283 | 0.22294 | 0.18712 | 0.10755 | 0.52119 | 0.52119 | 0.52119 | 0.52119 | 0.28835 | 0.29825 | 0.33407 | 0.41364
2012-09-03 13:00 | 0.23114 | 0.21355 | 0.19221 | 0.10643 | 0.52119 | 0.52119 | 0.52119 | 0.52119 | 0.29005 | 0.30764 | 0.32898 | 0.41475
2012-09-03 14:00 | 0.22845 | 0.20695 | 0.1907 | 0.1052 | 0.52119 | 0.52119 | 0.52119 | 0.52119 | 0.29274 | 0.31424 | 0.33049 | 0.41599
2012-09-03 15:00 | 0.22399 | 0.18089 | 0.18421 | 0.10457 | 0.52119 | 0.52119 | 0.52119 | 0.52119 | 0.2972 | 0.34029 | 0.33698 | 0.41662
2012-09-03 16:00 | 0.21911 | 0.16732 | 0.19308 | 0.10164 | 0.52119 | 0.52119 | 0.52119 | 0.52119 | 0.30208 | 0.35387 | 0.32811 | 0.41955
2012-09-03 17:00 | 0.2127 | 0.1588 | 0.19011 | 0.097927 | 0.52119 | 0.52119 | 0.52119 | 0.52119 | 0.30848 | 0.36238 | 0.33108 | 0.42326
2012-09-03 18:00 | 0.20749 | 0.15205 | 0.19107 | 0.095987 | 0.52119 | 0.52119 | 0.52119 | 0.52119 | 0.31369 | 0.36914 | 0.33012 | 0.4252
2012-09-03 19:00 | 0.19606 | 0.14092 | 0.19324 | 0.095151 | 0.52119 | 0.52119 | 0.52119 | 0.52119 | 0.32513 | 0.38027 | 0.32795 | 0.42604
2012-09-03 20:00 | 0.19497 | 0.13391 | 0.19181 | 0.09539 | 0.52119 | 0.52119 | 0.52119 | 0.52119 | 0.32622 | 0.38728 | 0.32938 | 0.4258
2012-09-03 21:00 | 0.19081 | 0.13054 | 0.19211 | 0.09771 | 0.52119 | 0.52119 | 0.52119 | 0.52119 | 0.33038 | 0.39064 | 0.32907 | 0.42348
2012-09-03 22:00 | 0.1885 | 0.12427 | 0.19179 | 0.096084 | 0.52119 | 0.52119 | 0.52119 | 0.52119 | 0.33269 | 0.39691 | 0.32939 | 0.4251
2012-09-03 23:00 | 0.18683 | 0.11091 | 0.1916 | 0.09611 | 0.52119 | 0.52119 | 0.52119 | 0.52119 | 0.33436 | 0.41028 | 0.32959 | 0.42508
2012-09-04 | 0.1765 | 0.103 | 0.17629 | 0.099033 | 0.52119 | 0.52119 | 0.52119 | 0.52119 | 0.34468 | 0.41819 | 0.3449 | 0.42216
2012-09-04 01:00 | 0.17643 | 0.097875 | 0.17639 | 0.099745 | 0.52119 | 0.52119 | 0.52119 | 0.52119 | 0.34475 | 0.42331 | 0.3448 | 0.42144
2012-09-04 02:00 | 0.17149 | 0.10026 | 0.17949 | 0.10036 | 0.52119 | 0.52119 | 0.52119 | 0.52119 | 0.3497 | 0.42093 | 0.3417 | 0.42082
2012-09-04 03:00 | 0.18111 | 0.10137 | 0.18489 | 0.10167 | 0.52119 | 0.52119 | 0.52119 | 0.52119 | 0.34008 | 0.41981 | 0.3363 | 0.41952
2012-09-04 04:00 | 0.20056 | 0.1252 | 0.18738 | 0.10449 | 0.52119 | 0.52119 | 0.52119 | 0.52119 | 0.32063 | 0.39599 | 0.33381 | 0.4167
2012-09-04 05:00 | 0.22536 | 0.14526 | 0.18931 | 0.10675 | 0.52119 | 0.52119 | 0.52119 | 0.52119 | 0.29583 | 0.37593 | 0.33187 | 0.41444
2012-09-04 06:00 | 0.26012 | 0.22768 | 0.19466 | 0.10974 | 0.52119 | 0.52119 | 0.52119 | 0.52119 | 0.26106 | 0.29351 | 0.32653 | 0.41144
2012-09-04 07:00 | 0.28566 | 0.29558 | 0.19357 | 0.11165 | 0.52119 | 0.52119 | 0.52119 | 0.52119 | 0.23553 | 0.22561 | 0.32762 | 0.40954
2012-09-04 08:00 | 0.29904 | 0.32132 | 0.20271 | 0.11037 | 0.52119 | 0.52119 | 0.52119 | 0.52119 | 0.22215 | 0.19987 | 0.31848 | 0.41082
2012-09-04 09:00 | 0.29341 | 0.31126 | 0.19949 | 0.10752 | 0.52119 | 0.52119 | 0.52119 | 0.52119 | 0.22777 | 0.20993 | 0.3217 | 0.41367
2012-09-04 10:00 | 0.29075 | 0.30777 | 0.19562 | 0.10756 | 0.52119 | 0.52119 | 0.52119 | 0.52119 | 0.23044 | 0.21341 | 0.32557 | 0.41363
2012-09-04 11:00 | 0.28916 | 0.31062 | 0.19592 | 0.10789 | 0.52119 | 0.52119 | 0.52119 | 0.52119 | 0.23203 | 0.21057 | 0.32527 | 0.4133
2012-09-04 12:00 | 0.29079 | 0.30724 | 0.19716 | 0.10944 | 0.52119 | 0.52119 | 0.52119 | 0.52119 | 0.2304 | 0.21395 | 0.32402 | 0.41175
2012-09-04 13:00 | 0.29054 | 0.30612 | 0.19347 | 0.10914 | 0.52119 | 0.52119 | 0.52119 | 0.52119 | 0.23065 | 0.21507 | 0.32772 | 0.41205
2012-09-04 14:00 | 0.28922 | 0.30626 | 0.18729 | 0.10925 | 0.52119 | 0.52119 | 0.52119 | 0.52119 | 0.23197 | 0.21493 | 0.3339 | 0.41193
2012-09-04 15:00 | 0.28659 | 0.3012 | 0.18639 | 0.10684 | 0.52119 | 0.52119 | 0.52119 | 0.52119 | 0.2346 | 0.21998 | 0.3348 | 0.41435
2012-09-04 16:00 | 0.28607 | 0.29977 | 0.18729 | 0.10717 | 0.52119 | 0.52119 | 0.52119 | 0.52119 | 0.23512 | 0.22142 | 0.3339 | 0.41402
2012-09-04 17:00 | 0.28223 | 0.28462 | 0.18871 | 0.1106 | 0.52119 | 0.52119 | 0.52119 | 0.52119 | 0.23896 | 0.23657 | 0.33248 | 0.41058
2012-09-04 18:00 | 0.25056 | 0.24858 | 0.19322 | 0.10627 | 0.52119 | 0.52119 | 0.52119 | 0.52119 | 0.27063 | 0.27261 | 0.32796 | 0.41492
2012-09-04 19:00 | 0.22697 | 0.20216 | 0.19376 | 0.10226 | 0.52119 | 0.52119 | 0.52119 | 0.52119 | 0.29422 | 0.31903 | 0.32743 | 0.41893
2012-09-04 20:00 | 0.21198 | 0.18499 | 0.19192 | 0.10565 | 0.52119 | 0.52119 | 0.52119 | 0.52119 | 0.30921 | 0.3362 | 0.32927 | 0.41554
2012-09-04 21:00 | 0.19937 | 0.17625 | 0.18983 | 0.10472 | 0.52119 | 0.52119 | 0.52119 | 0.52119 | 0.32182 | 0.34494 | 0.33136 | 0.41647
2012-09-04 22:00 | 0.18796 | 0.14035 | 0.18761 | 0.10114 | 0.52119 | 0.52119 | 0.52119 | 0.52119 | 0.33323 | 0.38084 | 0.33358 | 0.42005
2012-09-04 23:00 | 0.18001 | 0.10996 | 0.18029 | 0.099317 | 0.52119 | 0.52119 | 0.52119 | 0.52119 | 0.34118 | 0.41123 | 0.34089 | 0.42187
2012-09-05 | 0.17636 | 0.103 | 0.17437 | 0.099135 | 0.52119 | 0.52119 | 0.52119 | 0.52119 | 0.34482 | 0.41819 | 0.34682 | 0.42205
2012-09-05 01:00 | 0.17633 | 0.097834 | 0.17517 | 0.099825 | 0.52119 | 0.52119 | 0.52119 | 0.52119 | 0.34486 | 0.42335 | 0.34601 | 0.42136
2012-09-05 02:00 | 0.17155 | 0.10022 | 0.17865 | 0.099672 | 0.52119 | 0.52119 | 0.52119 | 0.52119 | 0.34963 | 0.42097 | 0.34254 | 0.42152
2012-09-05 03:00 | 0.18141 | 0.10134 | 0.18493 | 0.099638 | 0.52119 | 0.52119 | 0.52119 | 0.52119 | 0.33978 | 0.41985 | 0.33626 | 0.42155
2012-09-05 04:00 | 0.20069 | 0.12597 | 0.18597 | 0.10323 | 0.52119 | 0.52119 | 0.52119 | 0.52119 | 0.3205 | 0.39522 | 0.33522 | 0.41796
2012-09-05 05:00 | 0.2257 | 0.14609 | 0.18891 | 0.10603 | 0.52119 | 0.52119 | 0.52119 | 0.52119 | 0.29549 | 0.3751 | 0.33227 | 0.41516
2012-09-05 06:00 | 0.26156 | 0.22744 | 0.19749 | 0.10919 | 0.52119 | 0.52119 | 0.52119 | 0.52119 | 0.25963 | 0.29375 | 0.3237 | 0.412
2012-09-05 07:00 | 0.28518 | 0.29643 | 0.19241 | 0.11015 | 0.52119 | 0.52119 | 0.52119 | 0.52119 | 0.23601 | 0.22475 | 0.32878 | 0.41104
2012-09-05 08:00 | 0.29979 | 0.32107 | 0.20171 | 0.10882 | 0.52119 | 0.52119 | 0.52119 | 0.52119 | 0.2214 | 0.20012 | 0.31948 | 0.41236
2012-09-05 09:00 | 0.29424 | 0.31175 | 0.20057 | 0.10711 | 0.52119 | 0.52119 | 0.52119 | 0.52119 | 0.22695 | 0.20944 | 0.32062 | 0.41408
2012-09-05 10:00 | 0.29125 | 0.30844 | 0.19672 | 0.10746 | 0.52119 | 0.52119 | 0.52119 | 0.52119 | 0.22993 | 0.21275 | 0.32447 | 0.41373
2012-09-05 11:00 | 0.28926 | 0.31128 | 0.19691 | 0.10795 | 0.52119 | 0.52119 | 0.52119 | 0.52119 | 0.23193 | 0.20991 | 0.32428 | 0.41324
2012-09-05 12:00 | 0.2908 | 0.30821 | 0.19843 | 0.10959 | 0.52119 | 0.52119 | 0.52119 | 0.52119 | 0.23039 | 0.21298 | 0.32275 | 0.41159
2012-09-05 13:00 | 0.29084 | 0.30688 | 0.19393 | 0.10917 | 0.52119 | 0.52119 | 0.52119 | 0.52119 | 0.23035 | 0.2143 | 0.32726 | 0.41202
2012-09-05 14:00 | 0.28989 | 0.3065 | 0.19159 | 0.10904 | 0.52119 | 0.52119 | 0.52119 | 0.52119 | 0.2313 | 0.21469 | 0.3296 | 0.41215
2012-09-05 15:00 | 0.28703 | 0.30145 | 0.18798 | 0.10669 | 0.52119 | 0.52119 | 0.52119 | 0.52119 | 0.23416 | 0.21974 | 0.33321 | 0.4145
2012-09-05 16:00 | 0.28671 | 0.29979 | 0.18834 | 0.10703 | 0.52119 | 0.52119 | 0.52119 | 0.52119 | 0.23447 | 0.2214 | 0.33285 | 0.41416
2012-09-05 17:00 | 0.28243 | 0.2841 | 0.18935 | 0.10855 | 0.52119 | 0.52119 | 0.52119 | 0.52119 | 0.23876 | 0.23709 | 0.33183 | 0.41264
2012-09-05 18:00 | 0.25035 | 0.2486 | 0.19227 | 0.10601 | 0.52119 | 0.52119 | 0.52119 | 0.52119 | 0.27084 | 0.27259 | 0.32892 | 0.41518
2012-09-05 19:00 | 0.22732 | 0.20265 | 0.19307 | 0.10218 | 0.52119 | 0.52119 | 0.52119 | 0.52119 | 0.29387 | 0.31854 | 0.32812 | 0.41901
2012-09-05 20:00 | 0.21206 | 0.18509 | 0.19189 | 0.10558 | 0.52119 | 0.52119 | 0.52119 | 0.52119 | 0.30913 | 0.3361 | 0.32929 | 0.41561
2012-09-05 21:00 | 0.19899 | 0.17628 | 0.19001 | 0.10466 | 0.52119 | 0.52119 | 0.52119 | 0.52119 | 0.3222 | 0.34491 | 0.33118 | 0.41652
2012-09-05 22:00 | 0.18779 | 0.14044 | 0.18869 | 0.10146 | 0.52119 | 0.52119 | 0.52119 | 0.52119 | 0.3334 | 0.38075 | 0.33249 | 0.41973
2012-09-05 23:00 | 0.18027 | 0.1096 | 0.18196 | 0.099747 | 0.52119 | 0.52119 | 0.52119 | 0.52119 | 0.34091 | 0.41159 | 0.33923 | 0.42144
2012-09-06 | 0.17649 | 0.10308 | 0.17509 | 0.098774 | 0.52119 | 0.52119 | 0.52119 | 0.52119 | 0.3447 | 0.4181 | 0.34609 | 0.42241
2012-09-06 01:00 | 0.17653 | 0.09774 | 0.17565 | 0.099489 | 0.52119 | 0.52119 | 0.52119 | 0.52119 | 0.34466 | 0.42345 | 0.34554 | 0.4217
2012-09-06 02:00 | 0.17141 | 0.10016 | 0.17887 | 0.10022 | 0.52119 | 0.52119 | 0.52119 | 0.52119 | 0.34978 | 0.42103 | 0.34232 | 0.42097
2012-09-06 03:00 | 0.18069 | 0.10127 | 0.18443 | 0.10151 | 0.52119 | 0.52119 | 0.52119 | 0.52119 | 0.3405 | 0.41992 | 0.33676 | 0.41968
2012-09-06 04:00 | 0.20032 | 0.1251 | 0.18755 | 0.10423 | 0.52119 | 0.52119 | 0.52119 | 0.52119 | 0.32087 | 0.39609 | 0.33364 | 0.41695
2012-09-06 05:00 | 0.22543 | 0.14514 | 0.19013 | 0.10656 | 0.52119 | 0.52119 | 0.52119 | 0.52119 | 0.29576 | 0.37605 | 0.33106 | 0.41463
2012-09-06 06:00 | 0.26267 | 0.22745 | 0.19543 | 0.10963 | 0.52119 | 0.52119 | 0.52119 | 0.52119 | 0.25852 | 0.29374 | 0.32575 | 0.41156
2012-09-06 07:00 | 0.28795 | 0.29775 | 0.19371 | 0.11193 | 0.52119 | 0.52119 | 0.52119 | 0.52119 | 0.23324 | 0.22344 | 0.32747 | 0.40925
2012-09-06 08:00 | 0.29892 | 0.32242 | 0.1965 | 0.11125 | 0.52119 | 0.52119 | 0.52119 | 0.52119 | 0.22226 | 0.19877 | 0.32469 | 0.40993
2012-09-06 09:00 | 0.29526 | 0.31295 | 0.19826 | 0.10922 | 0.52119 | 0.52119 | 0.52119 | 0.52119 | 0.22592 | 0.20824 | 0.32293 | 0.41197
2012-09-06 10:00 | 0.29106 | 0.30982 | 0.19695 | 0.10771 | 0.52119 | 0.52119 | 0.52119 | 0.52119 | 0.23013 | 0.21137 | 0.32424 | 0.41348
2012-09-06 11:00 | 0.28886 | 0.31104 | 0.1978 | 0.10788 | 0.52119 | 0.52119 | 0.52119 | 0.52119 | 0.23233 | 0.21015 | 0.32338 | 0.4133
2012-09-06 12:00 | 0.29077 | 0.30756 | 0.1984 | 0.10943 | 0.52119 | 0.52119 | 0.52119 | 0.52119 | 0.23042 | 0.21363 | 0.32279 | 0.41176
2012-09-06 13:00 | 0.29109 | 0.30637 | 0.19178 | 0.10907 | 0.52119 | 0.52119 | 0.52119 | 0.52119 | 0.2301 | 0.21482 | 0.32941 | 0.41212
2012-09-06 14:00 | 0.2904 | 0.30649 | 0.18728 | 0.10909 | 0.52119 | 0.52119 | 0.52119 | 0.52119 | 0.23079 | 0.2147 | 0.33391 | 0.4121
2012-09-06 15:00 | 0.28761 | 0.30131 | 0.1873 | 0.10663 | 0.52119 | 0.52119 | 0.52119 | 0.52119 | 0.23358 | 0.21987 | 0.33389 | 0.41456
2012-09-06 16:00 | 0.28712 | 0.30013 | 0.18832 | 0.10733 | 0.52119 | 0.52119 | 0.52119 | 0.52119 | 0.23407 | 0.22106 | 0.33287 | 0.41386
2012-09-06 17:00 | 0.28277 | 0.28496 | 0.19033 | 0.10981 | 0.52119 | 0.52119 | 0.52119 | 0.52119 | 0.23841 | 0.23623 | 0.33086 | 0.41138
2012-09-06 18:00 | 0.24979 | 0.24983 | 0.19406 | 0.10623 | 0.52119 | 0.52119 | 0.52119 | 0.52119 | 0.2714 | 0.27136 | 0.32713 | 0.41495
2012-09-06 19:00 | 0.2276 | 0.2033 | 0.19474 | 0.10244 | 0.52119 | 0.52119 | 0.52119 | 0.52119 | 0.29359 | 0.31789 | 0.32645 | 0.41874
2012-09-06 20:00 | 0.21215 | 0.18538 | 0.19343 | 0.10561 | 0.52119 | 0.52119 | 0.52119 | 0.52119 | 0.30904 | 0.3358 | 0.32776 | 0.41558
2012-09-06 21:00 | 0.19875 | 0.17643 | 0.19235 | 0.10466 | 0.52119 | 0.52119 | 0.52119 | 0.52119 | 0.32243 | 0.34476 | 0.32883 | 0.41653
2012-09-06 22:00 | 0.18732 | 0.14051 | 0.19043 | 0.10151 | 0.52119 | 0.52119 | 0.52119 | 0.52119 | 0.33387 | 0.38068 | 0.33076 | 0.41967
2012-09-06 23:00 | 0.18026 | 0.10935 | 0.18433 | 0.099885 | 0.52119 | 0.52119 | 0.52119 | 0.52119 | 0.34092 | 0.41184 | 0.33685 | 0.4213
2012-09-07 | 0.17654 | 0.10302 | 0.17739 | 0.098773 | 0.52119 | 0.52119 | 0.52119 | 0.52119 | 0.34465 | 0.41817 | 0.3438 | 0.42242
2012-09-07 01:00 | 0.17667 | 0.098044 | 0.17701 | 0.099455 | 0.52119 | 0.52119 | 0.52119 | 0.52119 | 0.34452 | 0.42314 | 0.34418 | 0.42173
2012-09-07 02:00 | 0.17084 | 0.10043 | 0.18009 | 0.1004 | 0.52119 | 0.52119 | 0.52119 | 0.52119 | 0.35035 | 0.42076 | 0.3411 | 0.42079
2012-09-07 03:00 | 0.18009 | 0.10161 | 0.18541 | 0.10183 | 0.52119 | 0.52119 | 0.52119 | 0.52119 | 0.3411 | 0.41957 | 0.33578 | 0.41935
2012-09-07 04:00 | 0.20012 | 0.12546 | 0.18886 | 0.10428 | 0.52119 | 0.52119 | 0.52119 | 0.52119 | 0.32107 | 0.39573 | 0.33233 | 0.41691
2012-09-07 05:00 | 0.22495 | 0.14547 | 0.19047 | 0.10648 | 0.52119 | 0.52119 | 0.52119 | 0.52119 | 0.29624 | 0.37572 | 0.33072 | 0.41471
2012-09-07 06:00 | 0.26111 | 0.22787 | 0.19564 | 0.10968 | 0.52119 | 0.52119 | 0.52119 | 0.52119 | 0.26008 | 0.29331 | 0.32555 | 0.41151
2012-09-07 07:00 | 0.28937 | 0.29591 | 0.19495 | 0.11181 | 0.52119 | 0.52119 | 0.52119 | 0.52119 | 0.23182 | 0.22528 | 0.32624 | 0.40938
2012-09-07 08:00 | 0.30059 | 0.32203 | 0.20462 | 0.11064 | 0.52119 | 0.52119 | 0.52119 | 0.52119 | 0.2206 | 0.19915 | 0.31657 | 0.41054
2012-09-07 09:00 | 0.29514 | 0.31243 | 0.20168 | 0.10806 | 0.52119 | 0.52119 | 0.52119 | 0.52119 | 0.22605 | 0.20876 | 0.31951 | 0.41313
2012-09-07 10:00 | 0.29355 | 0.30909 | 0.19811 | 0.1078 | 0.52119 | 0.52119 | 0.52119 | 0.52119 | 0.22763 | 0.21209 | 0.32307 | 0.41338
2012-09-07 11:00 | 0.29065 | 0.31071 | 0.1973 | 0.10802 | 0.52119 | 0.52119 | 0.52119 | 0.52119 | 0.23054 | 0.21048 | 0.32389 | 0.41317
2012-09-07 12:00 | 0.29172 | 0.30769 | 0.19883 | 0.1097 | 0.52119 | 0.52119 | 0.52119 | 0.52119 | 0.22947 | 0.2135 | 0.32235 | 0.41149
2012-09-07 13:00 | 0.29089 | 0.30643 | 0.19336 | 0.10928 | 0.52119 | 0.52119 | 0.52119 | 0.52119 | 0.23029 | 0.21476 | 0.32783 | 0.4119
2012-09-07 14:00 | 0.28949 | 0.30659 | 0.18724 | 0.1093 | 0.52119 | 0.52119 | 0.52119 | 0.52119 | 0.2317 | 0.2146 | 0.33395 | 0.41188
2012-09-07 15:00 | 0.28636 | 0.30122 | 0.18725 | 0.1068 | 0.52119 | 0.52119 | 0.52119 | 0.52119 | 0.23483 | 0.21997 | 0.33394 | 0.41438
2012-09-07 16:00 | 0.28625 | 0.29981 | 0.18818 | 0.10709 | 0.52119 | 0.52119 | 0.52119 | 0.52119 | 0.23493 | 0.22137 | 0.33301 | 0.4141
2012-09-07 17:00 | 0.28247 | 0.2844 | 0.18943 | 0.1084 | 0.52119 | 0.52119 | 0.52119 | 0.52119 | 0.23872 | 0.23679 | 0.33176 | 0.41279
2012-09-07 18:00 | 0.24955 | 0.24822 | 0.19279 | 0.10606 | 0.52119 | 0.52119 | 0.52119 | 0.52119 | 0.27164 | 0.27297 | 0.3284 | 0.41513
2012-09-07 19:00 | 0.22726 | 0.20205 | 0.19332 | 0.10221 | 0.52119 | 0.52119 | 0.52119 | 0.52119 | 0.29393 | 0.31914 | 0.32787 | 0.41898
2012-09-07 20:00 | 0.21202 | 0.18493 | 0.19186 | 0.10541 | 0.52119 | 0.52119 | 0.52119 | 0.52119 | 0.30917 | 0.33626 | 0.32933 | 0.41578
2012-09-07 21:00 | 0.1993 | 0.17627 | 0.1896 | 0.1046 | 0.52119 | 0.52119 | 0.52119 | 0.52119 | 0.32189 | 0.34492 | 0.33158 | 0.41658
2012-09-07 22:00 | 0.18804 | 0.14035 | 0.18828 | 0.10143 | 0.52119 | 0.52119 | 0.52119 | 0.52119 | 0.33315 | 0.38084 | 0.33291 | 0.41976
2012-09-07 23:00 | 0.18003 | 0.10994 | 0.18102 | 0.099296 | 0.52119 | 0.52119 | 0.52119 | 0.52119 | 0.34116 | 0.41125 | 0.34017 | 0.42189
2012-09-08 | 0.17461 | 0.10731 | 0.18598 | 0.10447 | 0.52119 | 0.52119 | 0.52119 | 0.52119 | 0.34658 | 0.41388 | 0.3352 | 0.41671
2012-09-08 01:00 | 0.17248 | 0.10261 | 0.18334 | 0.098446 | 0.52119 | 0.52119 | 0.52119 | 0.52119 | 0.34871 | 0.41858 | 0.33785 | 0.42274
2012-09-08 02:00 | 0.1738 | 0.10173 | 0.18313 | 0.099092 | 0.52119 | 0.52119 | 0.52119 | 0.52119 | 0.34738 | 0.41945 | 0.33806 | 0.4221
2012-09-08 03:00 | 0.17401 | 0.10384 | 0.18423 | 0.099571 | 0.52119 | 0.52119 | 0.52119 | 0.52119 | 0.34718 | 0.41735 | 0.33696 | 0.42162
2012-09-08 04:00 | 0.17471 | 0.10835 | 0.18741 | 0.099532 | 0.52119 | 0.52119 | 0.52119 | 0.52119 | 0.34648 | 0.41284 | 0.33378 | 0.42166
2012-09-08 05:00 | 0.17814 | 0.112 | 0.19105 | 0.098569 | 0.52119 | 0.52119 | 0.52119 | 0.52119 | 0.34305 | 0.40919 | 0.33014 | 0.42262
2012-09-08 06:00 | 0.1933 | 0.12782 | 0.19202 | 0.10397 | 0.52119 | 0.52119 | 0.52119 | 0.52119 | 0.32789 | 0.39336 | 0.32917 | 0.41721
2012-09-08 07:00 | 0.20403 | 0.16125 | 0.1879 | 0.10344 | 0.52119 | 0.52119 | 0.52119 | 0.52119 | 0.31716 | 0.35994 | 0.33329 | 0.41775
2012-09-08 08:00 | 0.22338 | 0.21024 | 0.18895 | 0.10575 | 0.52119 | 0.52119 | 0.52119 | 0.52119 | 0.29781 | 0.31094 | 0.33224 | 0.41544
2012-09-08 09:00 | 0.23241 | 0.22567 | 0.18508 | 0.10405 | 0.52119 | 0.52119 | 0.52119 | 0.52119 | 0.28878 | 0.29552 | 0.33611 | 0.41714
2012-09-08 10:00 | 0.23353 | 0.22155 | 0.1805 | 0.10475 | 0.52119 | 0.52119 | 0.52119 | 0.52119 | 0.28766 | 0.29964 | 0.34069 | 0.41644
2012-09-08 11:00 | 0.233 | 0.2249 | 0.17995 | 0.10607 | 0.52119 | 0.52119 | 0.52119 | 0.52119 | 0.28818 | 0.29629 | 0.34124 | 0.41512
2012-09-08 12:00 | 0.23167 | 0.22286 | 0.18003 | 0.10516 | 0.52119 | 0.52119 | 0.52119 | 0.52119 | 0.28951 | 0.29833 | 0.34116 | 0.41603
2012-09-08 13:00 | 0.23173 | 0.21358 | 0.19184 | 0.10669 | 0.52119 | 0.52119 | 0.52119 | 0.52119 | 0.28946 | 0.30761 | 0.32935 | 0.4145
2012-09-08 14:00 | 0.22585 | 0.20678 | 0.19187 | 0.10503 | 0.52119 | 0.52119 | 0.52119 | 0.52119 | 0.29533 | 0.31441 | 0.32932 | 0.41616
2012-09-08 15:00 | 0.22178 | 0.18011 | 0.18315 | 0.10523 | 0.52119 | 0.52119 | 0.52119 | 0.52119 | 0.2994 | 0.34108 | 0.33804 | 0.41596
2012-09-08 16:00 | 0.21746 | 0.166 | 0.18409 | 0.10245 | 0.52119 | 0.52119 | 0.52119 | 0.52119 | 0.30373 | 0.35519 | 0.3371 | 0.41874
2012-09-08 17:00 | 0.21304 | 0.15795 | 0.1876 | 0.097986 | 0.52119 | 0.52119 | 0.52119 | 0.52119 | 0.30815 | 0.36324 | 0.33359 | 0.4232
2012-09-08 18:00 | 0.20836 | 0.15123 | 0.18878 | 0.096349 | 0.52119 | 0.52119 | 0.52119 | 0.52119 | 0.31283 | 0.36995 | 0.3324 | 0.42484
2012-09-08 19:00 | 0.19755 | 0.14058 | 0.19308 | 0.095232 | 0.52119 | 0.52119 | 0.52119 | 0.52119 | 0.32363 | 0.38061 | 0.3281 | 0.42596
2012-09-08 20:00 | 0.19414 | 0.13421 | 0.19095 | 0.095541 | 0.52119 | 0.52119 | 0.52119 | 0.52119 | 0.32705 | 0.38698 | 0.33024 | 0.42565
2012-09-08 21:00 | 0.19054 | 0.13007 | 0.19099 | 0.097842 | 0.52119 | 0.52119 | 0.52119 | 0.52119 | 0.33064 | 0.39111 | 0.33019 | 0.42335
2012-09-08 22:00 | 0.18742 | 0.12388 | 0.19074 | 0.09618 | 0.52119 | 0.52119 | 0.52119 | 0.52119 | 0.33376 | 0.39731 | 0.33045 | 0.42501
2012-09-08 23:00 | 0.18554 | 0.11132 | 0.19022 | 0.096228 | 0.52119 | 0.52119 | 0.52119 | 0.52119 | 0.33565 | 0.40987 | 0.33096 | 0.42496
2012-09-09 | 0.17414 | 0.10864 | 0.18503 | 0.10534 | 0.52119 | 0.52119 | 0.52119 | 0.52119 | 0.34705 | 0.41255 | 0.33616 | 0.41585
2012-09-09 01:00 | 0.17192 | 0.10368 | 0.18243 | 0.098064 | 0.52119 | 0.52119 | 0.52119 | 0.52119 | 0.34927 | 0.41751 | 0.33876 | 0.42312
2012-09-09 02:00 | 0.17306 | 0.10261 | 0.18192 | 0.098661 | 0.52119 | 0.52119 | 0.52119 | 0.52119 | 0.34813 | 0.41857 | 0.33927 | 0.42253
2012-09-09 03:00 | 0.17347 | 0.10468 | 0.18314 | 0.099292 | 0.52119 | 0.52119 | 0.52119 | 0.52119 | 0.34772 | 0.41651 | 0.33805 | 0.4219
2012-09-09 04:00 | 0.17476 | 0.10912 | 0.18689 | 0.099026 | 0.52119 | 0.52119 | 0.52119 | 0.52119 | 0.34643 | 0.41207 | 0.3343 | 0.42216
2012-09-09 05:00 | 0.17788 | 0.11277 | 0.1906 | 0.098281 | 0.52119 | 0.52119 | 0.52119 | 0.52119 | 0.34331 | 0.40842 | 0.33059 | 0.42291
2012-09-09 06:00 | 0.19346 | 0.12839 | 0.19231 | 0.1038 | 0.52119 | 0.52119 | 0.52119 | 0.52119 | 0.32772 | 0.3928 | 0.32888 | 0.41739
2012-09-09 07:00 | 0.20272 | 0.16051 | 0.18916 | 0.10347 | 0.52119 | 0.52119 | 0.52119 | 0.52119 | 0.31847 | 0.36068 | 0.33203 | 0.41772
2012-09-09 08:00 | 0.22328 | 0.2112 | 0.19228 | 0.1065 | 0.52119 | 0.52119 | 0.52119 | 0.52119 | 0.2979 | 0.30999 | 0.32891 | 0.41469
2012-09-09 09:00 | 0.23354 | 0.22575 | 0.188 | 0.10495 | 0.52119 | 0.52119 | 0.52119 | 0.52119 | 0.28765 | 0.29544 | 0.33319 | 0.41624
2012-09-09 10:00 | 0.23562 | 0.22214 | 0.18194 | 0.10628 | 0.52119 | 0.52119 | 0.52119 | 0.52119 | 0.28557 | 0.29905 | 0.33925 | 0.4149
2012-09-09 11:00 | 0.2376 | 0.22534 | 0.18345 | 0.10733 | 0.52119 | 0.52119 | 0.52119 | 0.52119 | 0.28358 | 0.29585 | 0.33773 | 0.41385
2012-09-09 12:00 | 0.23626 | 0.22322 | 0.18467 | 0.10664 | 0.52119 | 0.52119 | 0.52119 | 0.52119 | 0.28493 | 0.29797 | 0.33652 | 0.41455
2012-09-09 13:00 | 0.23632 | 0.21357 | 0.19375 | 0.10652 | 0.52119 | 0.52119 | 0.52119 | 0.52119 | 0.28486 | 0.30762 | 0.32744 | 0.41467
2012-09-09 14:00 | 0.22989 | 0.20688 | 0.19272 | 0.10512 | 0.52119 | 0.52119 | 0.52119 | 0.52119 | 0.2913 | 0.31431 | 0.32847 | 0.41606
2012-09-09 15:00 | 0.22431 | 0.18028 | 0.18547 | 0.10424 | 0.52119 | 0.52119 | 0.52119 | 0.52119 | 0.29687 | 0.3409 | 0.33572 | 0.41695
2012-09-09 16:00 | 0.21984 | 0.16588 | 0.19365 | 0.10125 | 0.52119 | 0.52119 | 0.52119 | 0.52119 | 0.30135 | 0.35531 | 0.32754 | 0.41994
2012-09-09 17:00 | 0.21436 | 0.15808 | 0.1918 | 0.098015 | 0.52119 | 0.52119 | 0.52119 | 0.52119 | 0.30682 | 0.36311 | 0.32939 | 0.42317
2012-09-09 18:00 | 0.20995 | 0.15148 | 0.19263 | 0.095802 | 0.52119 | 0.52119 | 0.52119 | 0.52119 | 0.31124 | 0.36971 | 0.32856 | 0.42539
2012-09-09 19:00 | 0.19984 | 0.14094 | 0.19467 | 0.095345 | 0.52119 | 0.52119 | 0.52119 | 0.52119 | 0.32135 | 0.38025 | 0.32652 | 0.42584
2012-09-09 20:00 | 0.19651 | 0.13436 | 0.19199 | 0.095601 | 0.52119 | 0.52119 | 0.52119 | 0.52119 | 0.32468 | 0.38683 | 0.32919 | 0.42559
2012-09-09 21:00 | 0.19269 | 0.13018 | 0.192 | 0.097895 | 0.52119 | 0.52119 | 0.52119 | 0.52119 | 0.3285 | 0.39101 | 0.32918 | 0.42329
2012-09-09 22:00 | 0.18913 | 0.12484 | 0.19209 | 0.09623 | 0.52119 | 0.52119 | 0.52119 | 0.52119 | 0.33205 | 0.39635 | 0.3291 | 0.42496
2012-09-09 23:00 | 0.18754 | 0.11165 | 0.19199 | 0.096317 | 0.52119 | 0.52119 | 0.52119 | 0.52119 | 0.33365 | 0.40954 | 0.3292 | 0.42487
2012-09-10 | 0.17663 | 0.10346 | 0.17575 | 0.099247 | 0.52119 | 0.52119 | 0.52119 | 0.52119 | 0.34456 | 0.41773 | 0.34544 | 0.42194
2012-09-10 01:00 | 0.1764 | 0.099055 | 0.17599 | 0.099988 | 0.52119 | 0.52119 | 0.52119 | 0.52119 | 0.34478 | 0.42213 | 0.3452 | 0.4212
2012-09-10 02:00 | 0.17153 | 0.10087 | 0.17909 | 0.10016 | 0.52119 | 0.52119 | 0.52119 | 0.52119 | 0.34966 | 0.42032 | 0.3421 | 0.42103
2012-09-10 03:00 | 0.18145 | 0.10204 | 0.18491 | 0.10124 | 0.52119 | 0.52119 | 0.52119 | 0.52119 | 0.33974 | 0.41915 | 0.33628 | 0.41995
2012-09-10 04:00 | 0.20099 | 0.12587 | 0.18726 | 0.10427 | 0.52119 | 0.52119 | 0.52119 | 0.52119 | 0.3202 | 0.39532 | 0.33393 | 0.41692
2012-09-10 05:00 | 0.22558 | 0.14658 | 0.18961 | 0.1067 | 0.52119 | 0.52119 | 0.52119 | 0.52119 | 0.29561 | 0.37461 | 0.33158 | 0.41449
2012-09-10 06:00 | 0.25979 | 0.23056 | 0.19581 | 0.10966 | 0.52119 | 0.52119 | 0.52119 | 0.52119 | 0.2614 | 0.29063 | 0.32538 | 0.41153
2012-09-10 07:00 | 0.28865 | 0.29546 | 0.19456 | 0.11083 | 0.52119 | 0.52119 | 0.52119 | 0.52119 | 0.23254 | 0.22573 | 0.32663 | 0.41036
2012-09-10 08:00 | 0.30023 | 0.32202 | 0.20349 | 0.109 | 0.52119 | 0.52119 | 0.52119 | 0.52119 | 0.22096 | 0.19917 | 0.3177 | 0.41219
2012-09-10 09:00 | 0.29536 | 0.31277 | 0.20156 | 0.10769 | 0.52119 | 0.52119 | 0.52119 | 0.52119 | 0.22583 | 0.20842 | 0.31963 | 0.4135
2012-09-10 10:00 | 0.29347 | 0.30925 | 0.19776 | 0.10773 | 0.52119 | 0.52119 | 0.52119 | 0.52119 | 0.22771 | 0.21194 | 0.32343 | 0.41345
2012-09-10 11:00 | 0.29073 | 0.31112 | 0.19732 | 0.10789 | 0.52119 | 0.52119 | 0.52119 | 0.52119 | 0.23046 | 0.21007 | 0.32387 | 0.41329
2012-09-10 12:00 | 0.29201 | 0.3082 | 0.1991 | 0.10976 | 0.52119 | 0.52119 | 0.52119 | 0.52119 | 0.22918 | 0.21299 | 0.32209 | 0.41143
2012-09-10 13:00 | 0.29133 | 0.30729 | 0.18632 | 0.10955 | 0.52119 | 0.52119 | 0.52119 | 0.52119 | 0.22985 | 0.2139 | 0.33487 | 0.41164
2012-09-10 14:00 | 0.29063 | 0.30744 | 0.18633 | 0.10965 | 0.52119 | 0.52119 | 0.52119 | 0.52119 | 0.23056 | 0.21375 | 0.33486 | 0.41154
2012-09-10 15:00 | 0.28767 | 0.30202 | 0.18724 | 0.10699 | 0.52119 | 0.52119 | 0.52119 | 0.52119 | 0.23352 | 0.21917 | 0.33395 | 0.4142
2012-09-10 16:00 | 0.28707 | 0.30056 | 0.18884 | 0.10733 | 0.52119 | 0.52119 | 0.52119 | 0.52119 | 0.23412 | 0.22063 | 0.33235 | 0.41386
2012-09-10 17:00 | 0.28259 | 0.28469 | 0.19019 | 0.10888 | 0.52119 | 0.52119 | 0.52119 | 0.52119 | 0.2386 | 0.2365 | 0.331 | 0.41231
2012-09-10 18:00 | 0.24999 | 0.24914 | 0.19295 | 0.10604 | 0.52119 | 0.52119 | 0.52119 | 0.52119 | 0.2712 | 0.27205 | 0.32823 | 0.41515
2012-09-10 19:00 | 0.22757 | 0.20274 | 0.1935 | 0.10216 | 0.52119 | 0.52119 | 0.52119 | 0.52119 | 0.29362 | 0.31845 | 0.32769 | 0.41902
2012-09-10 20:00 | 0.21221 | 0.18517 | 0.19268 | 0.10494 | 0.52119 | 0.52119 | 0.52119 | 0.52119 | 0.30898 | 0.33602 | 0.32851 | 0.41625
2012-09-10 21:00 | 0.1994 | 0.1764 | 0.18938 | 0.10405 | 0.52119 | 0.52119 | 0.52119 | 0.52119 | 0.32179 | 0.34479 | 0.33181 | 0.41714
2012-09-10 22:00 | 0.18817 | 0.1405 | 0.1885 | 0.10051 | 0.52119 | 0.52119 | 0.52119 | 0.52119 | 0.33302 | 0.38069 | 0.33269 | 0.42068
2012-09-10 23:00 | 0.18017 | 0.11023 | 0.18102 | 0.099104 | 0.52119 | 0.52119 | 0.52119 | 0.52119 | 0.34101 | 0.41095 | 0.34017 | 0.42208
2012-09-11 | 0.17676 | 0.1033 | 0.17537 | 0.099133 | 0.52119 | 0.52119 | 0.52119 | 0.52119 | 0.34443 | 0.41789 | 0.34582 | 0.42205
2012-09-11 01:00 | 0.17678 | 0.098806 | 0.17599 | 0.099837 | 0.52119 | 0.52119 | 0.52119 | 0.52119 | 0.34441 | 0.42238 | 0.3452 | 0.42135
2012-09-11 02:00 | 0.17186 | 0.10076 | 0.17918 | 0.099958 | 0.52119 | 0.52119 | 0.52119 | 0.52119 | 0.34933 | 0.42043 | 0.34201 | 0.42123
2012-09-11 03:00 | 0.18146 | 0.10196 | 0.18493 | 0.10099 | 0.52119 | 0.52119 | 0.52119 | 0.52119 | 0.33973 | 0.41923 | 0.33626 | 0.42019
2012-09-11 04:00 | 0.20103 | 0.12586 | 0.1873 | 0.10398 | 0.52119 | 0.52119 | 0.52119 | 0.52119 | 0.32016 | 0.39533 | 0.33389 | 0.41721
2012-09-11 05:00 | 0.22619 | 0.14629 | 0.19008 | 0.10649 | 0.52119 | 0.52119 | 0.52119 | 0.52119 | 0.29499 | 0.3749 | 0.33111 | 0.4147
2012-09-11 06:00 | 0.26282 | 0.22958 | 0.1958 | 0.10972 | 0.52119 | 0.52119 | 0.52119 | 0.52119 | 0.25837 | 0.29161 | 0.32539 | 0.41147
2012-09-11 07:00 | 0.29062 | 0.29745 | 0.19546 | 0.11146 | 0.52119 | 0.52119 | 0.52119 | 0.52119 | 0.23057 | 0.22374 | 0.32573 | 0.40973
2012-09-11 08:00 | 0.3005 | 0.32256 | 0.20326 | 0.11065 | 0.52119 | 0.52119 | 0.52119 | 0.52119 | 0.22069 | 0.19863 | 0.31793 | 0.41053
2012-09-11 09:00 | 0.29384 | 0.312 | 0.2024 | 0.10802 | 0.52119 | 0.52119 | 0.52119 | 0.52119 | 0.22735 | 0.20919 | 0.31879 | 0.41317
2012-09-11 10:00 | 0.29122 | 0.30927 | 0.18911 | 0.11065 | 0.52119 | 0.52119 | 0.52119 | 0.52119 | 0.22997 | 0.21192 | 0.33208 | 0.41054
2012-09-11 11:00 | 0.28881 | 0.31089 | 0.19814 | 0.10768 | 0.52119 | 0.52119 | 0.52119 | 0.52119 | 0.23238 | 0.2103 | 0.32305 | 0.41351
2012-09-11 12:00 | 0.29127 | 0.30785 | 0.19952 | 0.1095 | 0.52119 | 0.52119 | 0.52119 | 0.52119 | 0.22992 | 0.21334 | 0.32166 | 0.41169
2012-09-11 13:00 | 0.2914 | 0.30648 | 0.19533 | 0.1091 | 0.52119 | 0.52119 | 0.52119 | 0.52119 | 0.22979 | 0.21471 | 0.32585 | 0.41209
2012-09-11 14:00 | 0.29037 | 0.30676 | 0.1889 | 0.10917 | 0.52119 | 0.52119 | 0.52119 | 0.52119 | 0.23082 | 0.21443 | 0.33229 | 0.41202
2012-09-11 15:00 | 0.28681 | 0.30162 | 0.18767 | 0.10674 | 0.52119 | 0.52119 | 0.52119 | 0.52119 | 0.23438 | 0.21956 | 0.33351 | 0.41445
2012-09-11 16:00 | 0.2862 | 0.30035 | 0.18842 | 0.10723 | 0.52119 | 0.52119 | 0.52119 | 0.52119 | 0.23499 | 0.22084 | 0.33276 | 0.41396
2012-09-11 17:00 | 0.28289 | 0.28509 | 0.19033 | 0.10941 | 0.52119 | 0.52119 | 0.52119 | 0.52119 | 0.23829 | 0.2361 | 0.33086 | 0.41178
2012-09-11 18:00 | 0.25015 | 0.24856 | 0.19473 | 0.10634 | 0.52119 | 0.52119 | 0.52119 | 0.52119 | 0.27104 | 0.27263 | 0.32646 | 0.41485
2012-09-11 19:00 | 0.228 | 0.20273 | 0.19504 | 0.1025 | 0.52119 | 0.52119 | 0.52119 | 0.52119 | 0.29318 | 0.31846 | 0.32615 | 0.41869
2012-09-11 20:00 | 0.21218 | 0.18556 | 0.19347 | 0.10565 | 0.52119 | 0.52119 | 0.52119 | 0.52119 | 0.30901 | 0.33563 | 0.32772 | 0.41554
2012-09-11 21:00 | 0.19878 | 0.1765 | 0.19129 | 0.10474 | 0.52119 | 0.52119 | 0.52119 | 0.52119 | 0.32241 | 0.34469 | 0.3299 | 0.41645
2012-09-11 22:00 | 0.1877 | 0.14055 | 0.18884 | 0.10164 | 0.52119 | 0.52119 | 0.52119 | 0.52119 | 0.33349 | 0.38064 | 0.33235 | 0.41955
2012-09-11 23:00 | 0.17825 | 0.10967 | 0.18258 | 0.099784 | 0.52119 | 0.52119 | 0.52119 | 0.52119 | 0.34293 | 0.41152 | 0.33861 | 0.4214
2012-09-12 | 0.17683 | 0.10318 | 0.17588 | 0.098618 | 0.52119 | 0.52119 | 0.52119 | 0.52119 | 0.34436 | 0.41801 | 0.34531 | 0.42257
2012-09-12 01:00 | 0.17734 | 0.098566 | 0.17643 | 0.099291 | 0.52119 | 0.52119 | 0.52119 | 0.52119 | 0.34385 | 0.42262 | 0.34476 | 0.4219
2012-09-12 02:00 | 0.17085 | 0.10072 | 0.17933 | 0.10018 | 0.52119 | 0.52119 | 0.52119 | 0.52119 | 0.35033 | 0.42047 | 0.34186 | 0.42101
2012-09-12 03:00 | 0.18023 | 0.10197 | 0.18506 | 0.1015 | 0.52119 | 0.52119 | 0.52119 | 0.52119 | 0.34096 | 0.41922 | 0.33613 | 0.41969
2012-09-12 04:00 | 0.20046 | 0.12611 | 0.18796 | 0.10402 | 0.52119 | 0.52119 | 0.52119 | 0.52119 | 0.32072 | 0.39508 | 0.33323 | 0.41716
2012-09-12 05:00 | 0.2258 | 0.1461 | 0.19059 | 0.10638 | 0.52119 | 0.52119 | 0.52119 | 0.52119 | 0.29539 | 0.37509 | 0.3306 | 0.4148
2012-09-12 06:00 | 0.26306 | 0.22934 | 0.19604 | 0.10958 | 0.52119 | 0.52119 | 0.52119 | 0.52119 | 0.25813 | 0.29185 | 0.32515 | 0.41161
2012-09-12 07:00 | 0.29134 | 0.29764 | 0.19581 | 0.11201 | 0.52119 | 0.52119 | 0.52119 | 0.52119 | 0.22985 | 0.22355 | 0.32537 | 0.40918
2012-09-12 08:00 | 0.29953 | 0.32309 | 0.20148 | 0.11083 | 0.52119 | 0.52119 | 0.52119 | 0.52119 | 0.22166 | 0.1981 | 0.31971 | 0.41036
2012-09-12 09:00 | 0.29409 | 0.31268 | 0.20309 | 0.10791 | 0.52119 | 0.52119 | 0.52119 | 0.52119 | 0.2271 | 0.20851 | 0.3181 | 0.41328
2012-09-12 10:00 | 0.29174 | 0.3091 | 0.19923 | 0.10762 | 0.52119 | 0.52119 | 0.52119 | 0.52119 | 0.22945 | 0.21209 | 0.32196 | 0.41357
2012-09-12 11:00 | 0.28928 | 0.31147 | 0.19894 | 0.10764 | 0.52119 | 0.52119 | 0.52119 | 0.52119 | 0.23191 | 0.20972 | 0.32225 | 0.41355
2012-09-12 12:00 | 0.29139 | 0.30817 | 0.19993 | 0.10949 | 0.52119 | 0.52119 | 0.52119 | 0.52119 | 0.2298 | 0.21301 | 0.32125 | 0.4117
2012-09-12 13:00 | 0.2916 | 0.30673 | 0.19586 | 0.10906 | 0.52119 | 0.52119 | 0.52119 | 0.52119 | 0.22959 | 0.21446 | 0.32533 | 0.41213
2012-09-12 14:00 | 0.2911 | 0.30678 | 0.19037 | 0.10916 | 0.52119 | 0.52119 | 0.52119 | 0.52119 | 0.23009 | 0.21441 | 0.33082 | 0.41202
2012-09-12 15:00 | 0.28841 | 0.30161 | 0.18958 | 0.10671 | 0.52119 | 0.52119 | 0.52119 | 0.52119 | 0.23278 | 0.21957 | 0.3316 | 0.41448
2012-09-12 16:00 | 0.28752 | 0.30007 | 0.18965 | 0.10702 | 0.52119 | 0.52119 | 0.52119 | 0.52119 | 0.23367 | 0.22112 | 0.33154 | 0.41417
2012-09-12 17:00 | 0.28298 | 0.28456 | 0.19066 | 0.10712 | 0.52119 | 0.52119 | 0.52119 | 0.52119 | 0.23821 | 0.23663 | 0.33053 | 0.41407
2012-09-12 18:00 | 0.25037 | 0.24995 | 0.19345 | 0.10606 | 0.52119 | 0.52119 | 0.52119 | 0.52119 | 0.27082 | 0.27124 | 0.32774 | 0.41513
2012-09-12 19:00 | 0.22797 | 0.20357 | 0.19395 | 0.10218 | 0.52119 | 0.52119 | 0.52119 | 0.52119 | 0.29322 | 0.31762 | 0.32724 | 0.41901
2012-09-12 20:00 | 0.2123 | 0.18553 | 0.19233 | 0.10553 | 0.52119 | 0.52119 | 0.52119 | 0.52119 | 0.30889 | 0.33566 | 0.32886 | 0.41566
2012-09-12 21:00 | 0.19886 | 0.17666 | 0.19142 | 0.1047 | 0.52119 | 0.52119 | 0.52119 | 0.52119 | 0.32232 | 0.34453 | 0.32977 | 0.41649
2012-09-12 22:00 | 0.18779 | 0.14066 | 0.1896 | 0.10163 | 0.52119 | 0.52119 | 0.52119 | 0.52119 | 0.3334 | 0.38052 | 0.33159 | 0.41955
2012-09-12 23:00 | 0.17823 | 0.10955 | 0.18325 | 0.099832 | 0.52119 | 0.52119 | 0.52119 | 0.52119 | 0.34296 | 0.41163 | 0.33793 | 0.42136
2012-09-13 | 0.17691 | 0.10335 | 0.17582 | 0.098742 | 0.52119 | 0.52119 | 0.52119 | 0.52119 | 0.34428 | 0.41784 | 0.34537 | 0.42245
2012-09-13 01:00 | 0.17724 | 0.098652 | 0.17628 | 0.099439 | 0.52119 | 0.52119 | 0.52119 | 0.52119 | 0.34395 | 0.42254 | 0.34491 | 0.42175
2012-09-13 02:00 | 0.17119 | 0.10078 | 0.17935 | 0.099946 | 0.52119 | 0.52119 | 0.52119 | 0.52119 | 0.35 | 0.42041 | 0.34184 | 0.42124
2012-09-13 03:00 | 0.1807 | 0.10201 | 0.18509 | 0.10078 | 0.52119 | 0.52119 | 0.52119 | 0.52119 | 0.34049 | 0.41918 | 0.3361 | 0.4204
2012-09-13 04:00 | 0.20065 | 0.12615 | 0.18742 | 0.10393 | 0.52119 | 0.52119 | 0.52119 | 0.52119 | 0.32054 | 0.39504 | 0.33377 | 0.41725
2012-09-13 05:00 | 0.22597 | 0.14609 | 0.19011 | 0.10637 | 0.52119 | 0.52119 | 0.52119 | 0.52119 | 0.29521 | 0.3751 | 0.33108 | 0.41482
2012-09-13 06:00 | 0.26225 | 0.22897 | 0.19655 | 0.10928 | 0.52119 | 0.52119 | 0.52119 | 0.52119 | 0.25893 | 0.29222 | 0.32464 | 0.41191
2012-09-13 07:00 | 0.29146 | 0.29649 | 0.19509 | 0.11079 | 0.52119 | 0.52119 | 0.52119 | 0.52119 | 0.22972 | 0.2247 | 0.32609 | 0.4104
2012-09-13 08:00 | 0.30047 | 0.32214 | 0.20393 | 0.10857 | 0.52119 | 0.52119 | 0.52119 | 0.52119 | 0.22071 | 0.19905 | 0.31726 | 0.41262
2012-09-13 09:00 | 0.29402 | 0.31155 | 0.20147 | 0.10739 | 0.52119 | 0.52119 | 0.52119 | 0.52119 | 0.22717 | 0.20964 | 0.31972 | 0.4138
2012-09-13 10:00 | 0.29074 | 0.30794 | 0.19688 | 0.10742 | 0.52119 | 0.52119 | 0.52119 | 0.52119 | 0.23045 | 0.21325 | 0.32431 | 0.41377
2012-09-13 11:00 | 0.2893 | 0.31065 | 0.1967 | 0.10746 | 0.52119 | 0.52119 | 0.52119 | 0.52119 | 0.23189 | 0.21053 | 0.32448 | 0.41373
2012-09-13 12:00 | 0.29145 | 0.30787 | 0.19805 | 0.10922 | 0.52119 | 0.52119 | 0.52119 | 0.52119 | 0.22974 | 0.21332 | 0.32314 | 0.41197
2012-09-13 13:00 | 0.29152 | 0.30631 | 0.19316 | 0.10878 | 0.52119 | 0.52119 | 0.52119 | 0.52119 | 0.22967 | 0.21488 | 0.32802 | 0.4124
2012-09-13 14:00 | 0.28938 | 0.30641 | 0.19722 | 0.10867 | 0.52119 | 0.52119 | 0.52119 | 0.52119 | 0.23181 | 0.21478 | 0.32396 | 0.41252
2012-09-13 15:00 | 0.28655 | 0.30095 | 0.19806 | 0.10624 | 0.52119 | 0.52119 | 0.52119 | 0.52119 | 0.23464 | 0.22024 | 0.32313 | 0.41495
2012-09-13 16:00 | 0.28618 | 0.29946 | 0.19202 | 0.1066 | 0.52119 | 0.52119 | 0.52119 | 0.52119 | 0.23501 | 0.22173 | 0.32916 | 0.41459
2012-09-13 17:00 | 0.2828 | 0.28399 | 0.19118 | 0.10601 | 0.52119 | 0.52119 | 0.52119 | 0.52119 | 0.23839 | 0.23719 | 0.33001 | 0.41518
2012-09-13 18:00 | 0.25022 | 0.24781 | 0.19385 | 0.10589 | 0.52119 | 0.52119 | 0.52119 | 0.52119 | 0.27097 | 0.27337 | 0.32734 | 0.4153
2012-09-13 19:00 | 0.22791 | 0.20176 | 0.19464 | 0.10217 | 0.52119 | 0.52119 | 0.52119 | 0.52119 | 0.29328 | 0.31942 | 0.32655 | 0.41902
2012-09-13 20:00 | 0.21212 | 0.1849 | 0.19255 | 0.10499 | 0.52119 | 0.52119 | 0.52119 | 0.52119 | 0.30907 | 0.33629 | 0.32864 | 0.4162
2012-09-13 21:00 | 0.19899 | 0.17621 | 0.18923 | 0.10428 | 0.52119 | 0.52119 | 0.52119 | 0.52119 | 0.3222 | 0.34498 | 0.33195 | 0.41691
2012-09-13 22:00 | 0.18781 | 0.14028 | 0.18982 | 0.099654 | 0.52119 | 0.52119 | 0.52119 | 0.52119 | 0.33338 | 0.38091 | 0.33136 | 0.42153
2012-09-13 23:00 | 0.17809 | 0.1102 | 0.18067 | 0.098224 | 0.52119 | 0.52119 | 0.52119 | 0.52119 | 0.3431 | 0.41099 | 0.34052 | 0.42296
2012-09-14 | 0.17659 | 0.10313 | 0.17508 | 0.098633 | 0.52119 | 0.52119 | 0.52119 | 0.52119 | 0.3446 | 0.41806 | 0.34611 | 0.42255
2012-09-14 01:00 | 0.17746 | 0.097947 | 0.17617 | 0.099319 | 0.52119 | 0.52119 | 0.52119 | 0.52119 | 0.34373 | 0.42324 | 0.34502 | 0.42187
2012-09-14 02:00 | 0.17163 | 0.10025 | 0.17985 | 0.09939 | 0.52119 | 0.52119 | 0.52119 | 0.52119 | 0.34956 | 0.42094 | 0.34134 | 0.4218
2012-09-14 03:00 | 0.18101 | 0.10138 | 0.18526 | 0.10007 | 0.52119 | 0.52119 | 0.52119 | 0.52119 | 0.34018 | 0.41981 | 0.33593 | 0.42112
2012-09-14 04:00 | 0.2005 | 0.12596 | 0.18729 | 0.1034 | 0.52119 | 0.52119 | 0.52119 | 0.52119 | 0.32069 | 0.39523 | 0.3339 | 0.41779
2012-09-14 05:00 | 0.22609 | 0.14587 | 0.19024 | 0.10581 | 0.52119 | 0.52119 | 0.52119 | 0.52119 | 0.2951 | 0.37532 | 0.33095 | 0.41538
2012-09-14 06:00 | 0.26492 | 0.22725 | 0.19818 | 0.10883 | 0.52119 | 0.52119 | 0.52119 | 0.52119 | 0.25627 | 0.29394 | 0.323 | 0.41236
2012-09-14 07:00 | 0.29267 | 0.29933 | 0.19462 | 0.10848 | 0.52119 | 0.52119 | 0.52119 | 0.52119 | 0.22852 | 0.22186 | 0.32657 | 0.41271
2012-09-14 08:00 | 0.30238 | 0.32131 | 0.19856 | 0.10715 | 0.52119 | 0.52119 | 0.52119 | 0.52119 | 0.21881 | 0.19988 | 0.32263 | 0.41404
2012-09-14 09:00 | 0.29493 | 0.31348 | 0.20066 | 0.10615 | 0.52119 | 0.52119 | 0.52119 | 0.52119 | 0.22625 | 0.20771 | 0.32053 | 0.41503
2012-09-14 10:00 | 0.29237 | 0.3099 | 0.19494 | 0.10638 | 0.52119 | 0.52119 | 0.52119 | 0.52119 | 0.22882 | 0.21128 | 0.32625 | 0.41481
2012-09-14 11:00 | 0.28994 | 0.31219 | 0.19454 | 0.10663 | 0.52119 | 0.52119 | 0.52119 | 0.52119 | 0.23124 | 0.20899 | 0.32665 | 0.41456
2012-09-14 12:00 | 0.29098 | 0.30904 | 0.19737 | 0.10834 | 0.52119 | 0.52119 | 0.52119 | 0.52119 | 0.23021 | 0.21215 | 0.32382 | 0.41285
2012-09-14 13:00 | 0.29116 | 0.30763 | 0.19818 | 0.10806 | 0.52119 | 0.52119 | 0.52119 | 0.52119 | 0.23003 | 0.21356 | 0.32301 | 0.41312
2012-09-14 14:00 | 0.29214 | 0.30581 | 0.19888 | 0.1079 | 0.52119 | 0.52119 | 0.52119 | 0.52119 | 0.22905 | 0.21538 | 0.32231 | 0.41329
2012-09-14 15:00 | 0.28965 | 0.30084 | 0.20095 | 0.10553 | 0.52119 | 0.52119 | 0.52119 | 0.52119 | 0.23154 | 0.22035 | 0.32024 | 0.41565
2012-09-14 16:00 | 0.28835 | 0.29917 | 0.1991 | 0.10604 | 0.52119 | 0.52119 | 0.52119 | 0.52119 | 0.23284 | 0.22202 | 0.32209 | 0.41515
2012-09-14 17:00 | 0.28225 | 0.28381 | 0.19506 | 0.10603 | 0.52119 | 0.52119 | 0.52119 | 0.52119 | 0.23894 | 0.23738 | 0.32613 | 0.41516
2012-09-14 18:00 | 0.25003 | 0.25155 | 0.19356 | 0.10563 | 0.52119 | 0.52119 | 0.52119 | 0.52119 | 0.27116 | 0.26963 | 0.32762 | 0.41556
2012-09-14 19:00 | 0.22792 | 0.20593 | 0.19523 | 0.10179 | 0.52119 | 0.52119 | 0.52119 | 0.52119 | 0.29327 | 0.31526 | 0.32596 | 0.41939
2012-09-14 20:00 | 0.21224 | 0.18485 | 0.19458 | 0.10418 | 0.52119 | 0.52119 | 0.52119 | 0.52119 | 0.30894 | 0.33634 | 0.32661 | 0.41701
2012-09-14 21:00 | 0.19892 | 0.17591 | 0.19051 | 0.10331 | 0.52119 | 0.52119 | 0.52119 | 0.52119 | 0.32226 | 0.34528 | 0.33068 | 0.41788
2012-09-14 22:00 | 0.1876 | 0.13994 | 0.19004 | 0.099354 | 0.52119 | 0.52119 | 0.52119 | 0.52119 | 0.33359 | 0.38125 | 0.33115 | 0.42183
2012-09-14 23:00 | 0.17849 | 0.11019 | 0.18065 | 0.09755 | 0.52119 | 0.52119 | 0.52119 | 0.52119 | 0.3427 | 0.41099 | 0.34054 | 0.42364
2012-09-15 | 0.17494 | 0.10796 | 0.18517 | 0.10819 | 0.52119 | 0.52119 | 0.52119 | 0.52119 | 0.34625 | 0.41323 | 0.33602 | 0.413
2012-09-15 01:00 | 0.17331 | 0.10322 | 0.18182 | 0.10569 | 0.52119 | 0.52119 | 0.52119 | 0.52119 | 0.34788 | 0.41797 | 0.33937 | 0.4155
2012-09-15 02:00 | 0.17474 | 0.10282 | 0.18317 | 0.10601 | 0.52119 | 0.52119 | 0.52119 | 0.52119 | 0.34645 | 0.41837 | 0.33802 | 0.41518
2012-09-15 03:00 | 0.17467 | 0.10434 | 0.18427 | 0.10619 | 0.52119 | 0.52119 | 0.52119 | 0.52119 | 0.34652 | 0.41685 | 0.33692 | 0.415
2012-09-15 04:00 | 0.17566 | 0.10896 | 0.18547 | 0.10653 | 0.52119 | 0.52119 | 0.52119 | 0.52119 | 0.34553 | 0.41223 | 0.33572 | 0.41466
2012-09-15 05:00 | 0.17853 | 0.11265 | 0.18883 | 0.10545 | 0.52119 | 0.52119 | 0.52119 | 0.52119 | 0.34266 | 0.40854 | 0.33236 | 0.41573
2012-09-15 06:00 | 0.1947 | 0.12968 | 0.18983 | 0.11079 | 0.52119 | 0.52119 | 0.52119 | 0.52119 | 0.32649 | 0.39151 | 0.33136 | 0.4104
2012-09-15 07:00 | 0.20728 | 0.16366 | 0.19051 | 0.11014 | 0.52119 | 0.52119 | 0.52119 | 0.52119 | 0.3139 | 0.35752 | 0.33067 | 0.41105
2012-09-15 08:00 | 0.22757 | 0.21047 | 0.19083 | 0.11229 | 0.52119 | 0.52119 | 0.52119 | 0.52119 | 0.29362 | 0.31072 | 0.33036 | 0.4089
2012-09-15 09:00 | 0.23128 | 0.22318 | 0.18538 | 0.10974 | 0.52119 | 0.52119 | 0.52119 | 0.52119 | 0.28991 | 0.29801 | 0.33581 | 0.41145
2012-09-15 10:00 | 0.2372 | 0.22209 | 0.18378 | 0.11158 | 0.52119 | 0.52119 | 0.52119 | 0.52119 | 0.28398 | 0.29909 | 0.33741 | 0.40961
2012-09-15 11:00 | 0.23855 | 0.22872 | 0.18401 | 0.11256 | 0.52119 | 0.52119 | 0.52119 | 0.52119 | 0.28264 | 0.29247 | 0.33718 | 0.40863
2012-09-15 12:00 | 0.23626 | 0.22636 | 0.1829 | 0.11163 | 0.52119 | 0.52119 | 0.52119 | 0.52119 | 0.28493 | 0.29483 | 0.33829 | 0.40956
2012-09-15 13:00 | 0.23192 | 0.21615 | 0.1908 | 0.11098 | 0.52119 | 0.52119 | 0.52119 | 0.52119 | 0.28927 | 0.30504 | 0.33039 | 0.41021
2012-09-15 14:00 | 0.23178 | 0.20976 | 0.18754 | 0.11269 | 0.52119 | 0.52119 | 0.52119 | 0.52119 | 0.28941 | 0.31142 | 0.33364 | 0.4085
2012-09-15 15:00 | 0.22604 | 0.18257 | 0.19157 | 0.10772 | 0.52119 | 0.52119 | 0.52119 | 0.52119 | 0.29515 | 0.33862 | 0.32962 | 0.41347
2012-09-15 16:00 | 0.2211 | 0.16719 | 0.19336 | 0.10778 | 0.52119 | 0.52119 | 0.52119 | 0.52119 | 0.30008 | 0.354 | 0.32783 | 0.41341
2012-09-15 17:00 | 0.21435 | 0.15729 | 0.1983 | 0.10567 | 0.52119 | 0.52119 | 0.52119 | 0.52119 | 0.30684 | 0.3639 | 0.32288 | 0.41552
2012-09-15 18:00 | 0.20918 | 0.15086 | 0.20008 | 0.10272 | 0.52119 | 0.52119 | 0.52119 | 0.52119 | 0.31201 | 0.37033 | 0.32111 | 0.41847
2012-09-15 19:00 | 0.19975 | 0.14061 | 0.19236 | 0.10287 | 0.52119 | 0.52119 | 0.52119 | 0.52119 | 0.32144 | 0.38058 | 0.32883 | 0.41831
2012-09-15 20:00 | 0.19648 | 0.13407 | 0.19276 | 0.10308 | 0.52119 | 0.52119 | 0.52119 | 0.52119 | 0.32471 | 0.38712 | 0.32843 | 0.41811
2012-09-15 21:00 | 0.19415 | 0.13001 | 0.19168 | 0.10446 | 0.52119 | 0.52119 | 0.52119 | 0.52119 | 0.32704 | 0.39117 | 0.3295 | 0.41673
2012-09-15 22:00 | 0.18972 | 0.12489 | 0.19148 | 0.10365 | 0.52119 | 0.52119 | 0.52119 | 0.52119 | 0.33147 | 0.3963 | 0.32971 | 0.41754
2012-09-15 23:00 | 0.19067 | 0.11139 | 0.19032 | 0.10332 | 0.52119 | 0.52119 | 0.52119 | 0.52119 | 0.33052 | 0.4098 | 0.33087 | 0.41787
2012-09-16 | 0.1754 | 0.10875 | 0.18593 | 0.1089 | 0.52119 | 0.52119 | 0.52119 | 0.52119 | 0.34579 | 0.41244 | 0.33526 | 0.41228
2012-09-16 01:00 | 0.17373 | 0.10394 | 0.18299 | 0.10576 | 0.52119 | 0.52119 | 0.52119 | 0.52119 | 0.34745 | 0.41725 | 0.3382 | 0.41543
2012-09-16 02:00 | 0.175 | 0.10316 | 0.18339 | 0.10616 | 0.52119 | 0.52119 | 0.52119 | 0.52119 | 0.34618 | 0.41802 | 0.33779 | 0.41503
2012-09-16 03:00 | 0.17517 | 0.10478 | 0.18446 | 0.10648 | 0.52119 | 0.52119 | 0.52119 | 0.52119 | 0.34602 | 0.4164 | 0.33673 | 0.41471
2012-09-16 04:00 | 0.1762 | 0.10905 | 0.18623 | 0.10677 | 0.52119 | 0.52119 | 0.52119 | 0.52119 | 0.34498 | 0.41214 | 0.33496 | 0.41442
2012-09-16 05:00 | 0.17911 | 0.11299 | 0.19043 | 0.10581 | 0.52119 | 0.52119 | 0.52119 | 0.52119 | 0.34208 | 0.4082 | 0.33076 | 0.41538
2012-09-16 06:00 | 0.19441 | 0.12973 | 0.19064 | 0.11098 | 0.52119 | 0.52119 | 0.52119 | 0.52119 | 0.32678 | 0.39146 | 0.33055 | 0.41021
2012-09-16 07:00 | 0.2077 | 0.16351 | 0.19044 | 0.11028 | 0.52119 | 0.52119 | 0.52119 | 0.52119 | 0.31349 | 0.35768 | 0.33075 | 0.41091
2012-09-16 08:00 | 0.22802 | 0.21052 | 0.19114 | 0.11287 | 0.52119 | 0.52119 | 0.52119 | 0.52119 | 0.29317 | 0.31066 | 0.33004 | 0.40832
2012-09-16 09:00 | 0.23462 | 0.22539 | 0.18675 | 0.11083 | 0.52119 | 0.52119 | 0.52119 | 0.52119 | 0.28657 | 0.2958 | 0.33444 | 0.41036
2012-09-16 10:00 | 0.23623 | 0.22284 | 0.18371 | 0.11264 | 0.52119 | 0.52119 | 0.52119 | 0.52119 | 0.28496 | 0.29835 | 0.33748 | 0.40855
2012-09-16 11:00 | 0.23801 | 0.22769 | 0.18804 | 0.11573 | 0.52119 | 0.52119 | 0.52119 | 0.52119 | 0.28318 | 0.2935 | 0.33315 | 0.40546
2012-09-16 12:00 | 0.23542 | 0.22554 | 0.18677 | 0.11484 | 0.52119 | 0.52119 | 0.52119 | 0.52119 | 0.28577 | 0.29565 | 0.33442 | 0.40635
2012-09-16 13:00 | 0.23391 | 0.21534 | 0.19275 | 0.11386 | 0.52119 | 0.52119 | 0.52119 | 0.52119 | 0.28727 | 0.30585 | 0.32844 | 0.40733
2012-09-16 14:00 | 0.23088 | 0.20904 | 0.19174 | 0.11285 | 0.52119 | 0.52119 | 0.52119 | 0.52119 | 0.2903 | 0.31215 | 0.32945 | 0.40834
2012-09-16 15:00 | 0.22541 | 0.18227 | 0.18496 | 0.11257 | 0.52119 | 0.52119 | 0.52119 | 0.52119 | 0.29578 | 0.33892 | 0.33623 | 0.40862
2012-09-16 16:00 | 0.22019 | 0.16773 | 0.18532 | 0.10989 | 0.52119 | 0.52119 | 0.52119 | 0.52119 | 0.301 | 0.35346 | 0.33587 | 0.4113
2012-09-16 17:00 | 0.21448 | 0.15847 | 0.19061 | 0.10558 | 0.52119 | 0.52119 | 0.52119 | 0.52119 | 0.30671 | 0.36272 | 0.33058 | 0.41561
2012-09-16 18:00 | 0.21023 | 0.15162 | 0.19451 | 0.10298 | 0.52119 | 0.52119 | 0.52119 | 0.52119 | 0.31096 | 0.36957 | 0.32668 | 0.41821
2012-09-16 19:00 | 0.20065 | 0.14112 | 0.1947 | 0.10273 | 0.52119 | 0.52119 | 0.52119 | 0.52119 | 0.32054 | 0.38007 | 0.32649 | 0.41846
2012-09-16 20:00 | 0.19728 | 0.1346 | 0.19184 | 0.10295 | 0.52119 | 0.52119 | 0.52119 | 0.52119 | 0.32391 | 0.38659 | 0.32934 | 0.41823
2012-09-16 21:00 | 0.19378 | 0.13031 | 0.19244 | 0.10541 | 0.52119 | 0.52119 | 0.52119 | 0.52119 | 0.32741 | 0.39088 | 0.32875 | 0.41578
2012-09-16 22:00 | 0.18977 | 0.12513 | 0.19207 | 0.1036 | 0.52119 | 0.52119 | 0.52119 | 0.52119 | 0.33142 | 0.39606 | 0.32912 | 0.41759
2012-09-16 23:00 | 0.19033 | 0.11165 | 0.19167 | 0.10376 | 0.52119 | 0.52119 | 0.52119 | 0.52119 | 0.33086 | 0.40954 | 0.32952 | 0.41743
2012-09-17 | 0.17698 | 0.10361 | 0.17557 | 0.10672 | 0.52119 | 0.52119 | 0.52119 | 0.52119 | 0.3442 | 0.41758 | 0.34562 | 0.41447
2012-09-17 01:00 | 0.17748 | 0.099184 | 0.17599 | 0.10748 | 0.52119 | 0.52119 | 0.52119 | 0.52119 | 0.34371 | 0.422 | 0.3452 | 0.4137
2012-09-17 02:00 | 0.17282 | 0.10093 | 0.17919 | 0.10741 | 0.52119 | 0.52119 | 0.52119 | 0.52119 | 0.34837 | 0.42026 | 0.342 | 0.41378
2012-09-17 03:00 | 0.18248 | 0.10209 | 0.18518 | 0.10795 | 0.52119 | 0.52119 | 0.52119 | 0.52119 | 0.33871 | 0.4191 | 0.33601 | 0.41324
2012-09-17 04:00 | 0.20182 | 0.12665 | 0.18739 | 0.11154 | 0.52119 | 0.52119 | 0.52119 | 0.52119 | 0.31937 | 0.39454 | 0.3338 | 0.40965
2012-09-17 05:00 | 0.22729 | 0.14745 | 0.19033 | 0.11663 | 0.52119 | 0.52119 | 0.52119 | 0.52119 | 0.2939 | 0.37374 | 0.33085 | 0.40456
2012-09-17 06:00 | 0.26489 | 0.23063 | 0.19672 | 0.12059 | 0.52119 | 0.52119 | 0.52119 | 0.52119 | 0.25629 | 0.29055 | 0.32447 | 0.4006
2012-09-17 07:00 | 0.29122 | 0.29896 | 0.19545 | 0.12265 | 0.52119 | 0.52119 | 0.52119 | 0.52119 | 0.22997 | 0.22223 | 0.32573 | 0.39854
2012-09-17 08:00 | 0.30156 | 0.32274 | 0.20466 | 0.12236 | 0.52119 | 0.52119 | 0.52119 | 0.52119 | 0.21963 | 0.19845 | 0.31653 | 0.39883
2012-09-17 09:00 | 0.29659 | 0.31487 | 0.20277 | 0.1205 | 0.52119 | 0.52119 | 0.52119 | 0.52119 | 0.2246 | 0.20632 | 0.31842 | 0.40069
2012-09-17 10:00 | 0.29321 | 0.3097 | 0.19553 | 0.11959 | 0.52119 | 0.52119 | 0.52119 | 0.52119 | 0.22797 | 0.21149 | 0.32565 | 0.4016
2012-09-17 11:00 | 0.29017 | 0.31152 | 0.19882 | 0.11991 | 0.52119 | 0.52119 | 0.52119 | 0.52119 | 0.23102 | 0.20966 | 0.32236 | 0.40128
2012-09-17 12:00 | 0.29067 | 0.30843 | 0.20006 | 0.12144 | 0.52119 | 0.52119 | 0.52119 | 0.52119 | 0.23052 | 0.21276 | 0.32113 | 0.39974
2012-09-17 13:00 | 0.29046 | 0.30711 | 0.19107 | 0.12114 | 0.52119 | 0.52119 | 0.52119 | 0.52119 | 0.23072 | 0.21407 | 0.33012 | 0.40004
2012-09-17 14:00 | 0.29027 | 0.30709 | 0.18687 | 0.12078 | 0.52119 | 0.52119 | 0.52119 | 0.52119 | 0.23092 | 0.2141 | 0.33432 | 0.4004
2012-09-17 15:00 | 0.28739 | 0.30237 | 0.18753 | 0.11711 | 0.52119 | 0.52119 | 0.52119 | 0.52119 | 0.23379 | 0.21882 | 0.33366 | 0.40408
2012-09-17 16:00 | 0.28669 | 0.30103 | 0.18976 | 0.11689 | 0.52119 | 0.52119 | 0.52119 | 0.52119 | 0.2345 | 0.22015 | 0.33143 | 0.4043
2012-09-17 17:00 | 0.28188 | 0.28502 | 0.19214 | 0.1176 | 0.52119 | 0.52119 | 0.52119 | 0.52119 | 0.2393 | 0.23617 | 0.32905 | 0.40359
2012-09-17 18:00 | 0.24951 | 0.25072 | 0.19402 | 0.11392 | 0.52119 | 0.52119 | 0.52119 | 0.52119 | 0.27168 | 0.27047 | 0.32717 | 0.40726
2012-09-17 19:00 | 0.22732 | 0.20413 | 0.19428 | 0.10995 | 0.52119 | 0.52119 | 0.52119 | 0.52119 | 0.29387 | 0.31706 | 0.32691 | 0.41124
2012-09-17 20:00 | 0.21232 | 0.18562 | 0.19247 | 0.11324 | 0.52119 | 0.52119 | 0.52119 | 0.52119 | 0.30886 | 0.33556 | 0.32872 | 0.40794
2012-09-17 21:00 | 0.19947 | 0.17664 | 0.18996 | 0.11229 | 0.52119 | 0.52119 | 0.52119 | 0.52119 | 0.32171 | 0.34455 | 0.33123 | 0.4089
2012-09-17 22:00 | 0.18828 | 0.14064 | 0.1885 | 0.10914 | 0.52119 | 0.52119 | 0.52119 | 0.52119 | 0.33291 | 0.38055 | 0.33269 | 0.41205
2012-09-17 23:00 | 0.18001 | 0.11031 | 0.18126 | 0.10695 | 0.52119 | 0.52119 | 0.52119 | 0.52119 | 0.34118 | 0.41088 | 0.33992 | 0.41423
2012-09-18 | 0.17694 | 0.10344 | 0.17554 | 0.1067 | 0.52119 | 0.52119 | 0.52119 | 0.52119 | 0.34425 | 0.41775 | 0.34565 | 0.41449
2012-09-18 01:00 | 0.17736 | 0.09907 | 0.17593 | 0.1075 | 0.52119 | 0.52119 | 0.52119 | 0.52119 | 0.34383 | 0.42212 | 0.34526 | 0.41369
2012-09-18 02:00 | 0.17231 | 0.10088 | 0.17951 | 0.10733 | 0.52119 | 0.52119 | 0.52119 | 0.52119 | 0.34887 | 0.42031 | 0.34168 | 0.41385
2012-09-18 03:00 | 0.18179 | 0.10208 | 0.18551 | 0.10774 | 0.52119 | 0.52119 | 0.52119 | 0.52119 | 0.3394 | 0.41911 | 0.33568 | 0.41345
2012-09-18 04:00 | 0.20138 | 0.12657 | 0.18736 | 0.11147 | 0.52119 | 0.52119 | 0.52119 | 0.52119 | 0.31981 | 0.39462 | 0.33383 | 0.40971
2012-09-18 05:00 | 0.22688 | 0.14736 | 0.19021 | 0.11659 | 0.52119 | 0.52119 | 0.52119 | 0.52119 | 0.29431 | 0.37382 | 0.33098 | 0.4046
2012-09-18 06:00 | 0.26351 | 0.23044 | 0.19859 | 0.12027 | 0.52119 | 0.52119 | 0.52119 | 0.52119 | 0.25767 | 0.29075 | 0.3226 | 0.40092
2012-09-18 07:00 | 0.2902 | 0.29781 | 0.19441 | 0.12162 | 0.52119 | 0.52119 | 0.52119 | 0.52119 | 0.23098 | 0.22338 | 0.32678 | 0.39957
2012-09-18 08:00 | 0.30132 | 0.32214 | 0.20328 | 0.12031 | 0.52119 | 0.52119 | 0.52119 | 0.52119 | 0.21986 | 0.19905 | 0.31791 | 0.40088
2012-09-18 09:00 | 0.29432 | 0.31168 | 0.20066 | 0.11884 | 0.52119 | 0.52119 | 0.52119 | 0.52119 | 0.22687 | 0.20951 | 0.32053 | 0.40235
2012-09-18 10:00 | 0.29033 | 0.30788 | 0.19524 | 0.1188 | 0.52119 | 0.52119 | 0.52119 | 0.52119 | 0.23086 | 0.21331 | 0.32595 | 0.40239
2012-09-18 11:00 | 0.28767 | 0.31043 | 0.1942 | 0.11919 | 0.52119 | 0.52119 | 0.52119 | 0.52119 | 0.23352 | 0.21076 | 0.32699 | 0.40199
2012-09-18 12:00 | 0.29031 | 0.30731 | 0.19715 | 0.12073 | 0.52119 | 0.52119 | 0.52119 | 0.52119 | 0.23088 | 0.21388 | 0.32404 | 0.40046
2012-09-18 13:00 | 0.29053 | 0.30607 | 0.19411 | 0.12051 | 0.52119 | 0.52119 | 0.52119 | 0.52119 | 0.23066 | 0.21511 | 0.32708 | 0.40068
2012-09-18 14:00 | 0.28998 | 0.30609 | 0.19778 | 0.12007 | 0.52119 | 0.52119 | 0.52119 | 0.52119 | 0.23121 | 0.21509 | 0.32341 | 0.40112
2012-09-18 15:00 | 0.28682 | 0.3009 | 0.19765 | 0.11496 | 0.52119 | 0.52119 | 0.52119 | 0.52119 | 0.23436 | 0.22029 | 0.32354 | 0.40623
2012-09-18 16:00 | 0.2862 | 0.29947 | 0.18959 | 0.11465 | 0.52119 | 0.52119 | 0.52119 | 0.52119 | 0.23499 | 0.22172 | 0.3316 | 0.40654
2012-09-18 17:00 | 0.28205 | 0.28411 | 0.19009 | 0.11466 | 0.52119 | 0.52119 | 0.52119 | 0.52119 | 0.23914 | 0.23707 | 0.3311 | 0.40653
2012-09-18 18:00 | 0.24961 | 0.24852 | 0.19293 | 0.11377 | 0.52119 | 0.52119 | 0.52119 | 0.52119 | 0.27158 | 0.27267 | 0.32826 | 0.40742
2012-09-18 19:00 | 0.22742 | 0.20265 | 0.19383 | 0.10993 | 0.52119 | 0.52119 | 0.52119 | 0.52119 | 0.29377 | 0.31854 | 0.32736 | 0.41126
2012-09-18 20:00 | 0.21219 | 0.18512 | 0.1928 | 0.1127 | 0.52119 | 0.52119 | 0.52119 | 0.52119 | 0.309 | 0.33607 | 0.32838 | 0.40849
2012-09-18 21:00 | 0.19921 | 0.17634 | 0.18947 | 0.11181 | 0.52119 | 0.52119 | 0.52119 | 0.52119 | 0.32198 | 0.34485 | 0.33172 | 0.40938
2012-09-18 22:00 | 0.188 | 0.14044 | 0.18855 | 0.10829 | 0.52119 | 0.52119 | 0.52119 | 0.52119 | 0.33319 | 0.38075 | 0.33264 | 0.4129
2012-09-18 23:00 | 0.18041 | 0.11024 | 0.18079 | 0.10628 | 0.52119 | 0.52119 | 0.52119 | 0.52119 | 0.34078 | 0.41095 | 0.3404 | 0.4149
2012-09-19 | 0.17675 | 0.10314 | 0.17491 | 0.10659 | 0.52119 | 0.52119 | 0.52119 | 0.52119 | 0.34444 | 0.41805 | 0.34627 | 0.4146
2012-09-19 01:00 | 0.1771 | 0.098387 | 0.17614 | 0.10739 | 0.52119 | 0.52119 | 0.52119 | 0.52119 | 0.34408 | 0.4228 | 0.34505 | 0.4138
2012-09-19 02:00 | 0.17165 | 0.10058 | 0.18051 | 0.10715 | 0.52119 | 0.52119 | 0.52119 | 0.52119 | 0.34954 | 0.42061 | 0.34068 | 0.41404
2012-09-19 03:00 | 0.18099 | 0.10178 | 0.18534 | 0.10774 | 0.52119 | 0.52119 | 0.52119 | 0.52119 | 0.3402 | 0.41941 | 0.33585 | 0.41344
2012-09-19 04:00 | 0.20057 | 0.12653 | 0.18699 | 0.11085 | 0.52119 | 0.52119 | 0.52119 | 0.52119 | 0.32061 | 0.39466 | 0.3342 | 0.41034
2012-09-19 05:00 | 0.22578 | 0.14649 | 0.19005 | 0.11626 | 0.52119 | 0.52119 | 0.52119 | 0.52119 | 0.29541 | 0.3747 | 0.33113 | 0.40493
2012-09-19 06:00 | 0.26298 | 0.22883 | 0.19746 | 0.12005 | 0.52119 | 0.52119 | 0.52119 | 0.52119 | 0.25821 | 0.29236 | 0.32373 | 0.40114
2012-09-19 07:00 | 0.28952 | 0.29768 | 0.19401 | 0.12159 | 0.52119 | 0.52119 | 0.52119 | 0.52119 | 0.23167 | 0.22351 | 0.32718 | 0.3996
2012-09-19 08:00 | 0.29871 | 0.32141 | 0.2019 | 0.11915 | 0.52119 | 0.52119 | 0.52119 | 0.52119 | 0.22248 | 0.19978 | 0.31929 | 0.40204
2012-09-19 09:00 | 0.2927 | 0.31143 | 0.20055 | 0.11866 | 0.52119 | 0.52119 | 0.52119 | 0.52119 | 0.22849 | 0.20976 | 0.32064 | 0.40253
2012-09-19 10:00 | 0.28991 | 0.30836 | 0.19575 | 0.1189 | 0.52119 | 0.52119 | 0.52119 | 0.52119 | 0.23128 | 0.21283 | 0.32544 | 0.40229
2012-09-19 11:00 | 0.28699 | 0.31076 | 0.19479 | 0.11921 | 0.52119 | 0.52119 | 0.52119 | 0.52119 | 0.2342 | 0.21043 | 0.3264 | 0.40198
2012-09-19 12:00 | 0.28999 | 0.30751 | 0.19704 | 0.12076 | 0.52119 | 0.52119 | 0.52119 | 0.52119 | 0.23119 | 0.21368 | 0.32414 | 0.40042
2012-09-19 13:00 | 0.29045 | 0.30622 | 0.19341 | 0.12056 | 0.52119 | 0.52119 | 0.52119 | 0.52119 | 0.23074 | 0.21497 | 0.32778 | 0.40063
2012-09-19 14:00 | 0.28951 | 0.30642 | 0.19786 | 0.12012 | 0.52119 | 0.52119 | 0.52119 | 0.52119 | 0.23167 | 0.21477 | 0.32333 | 0.40107
2012-09-19 15:00 | 0.28664 | 0.3011 | 0.19579 | 0.11494 | 0.52119 | 0.52119 | 0.52119 | 0.52119 | 0.23454 | 0.22009 | 0.3254 | 0.40625
2012-09-19 16:00 | 0.2864 | 0.29951 | 0.19026 | 0.11452 | 0.52119 | 0.52119 | 0.52119 | 0.52119 | 0.23479 | 0.22168 | 0.33093 | 0.40666
2012-09-19 17:00 | 0.28167 | 0.28373 | 0.19063 | 0.11612 | 0.52119 | 0.52119 | 0.52119 | 0.52119 | 0.23952 | 0.23746 | 0.33056 | 0.40507
2012-09-19 18:00 | 0.24989 | 0.2495 | 0.19264 | 0.1137 | 0.52119 | 0.52119 | 0.52119 | 0.52119 | 0.2713 | 0.27169 | 0.32855 | 0.40749
2012-09-19 19:00 | 0.22714 | 0.20337 | 0.19325 | 0.1099 | 0.52119 | 0.52119 | 0.52119 | 0.52119 | 0.29405 | 0.31782 | 0.32794 | 0.41129
2012-09-19 20:00 | 0.21213 | 0.18543 | 0.19313 | 0.11246 | 0.52119 | 0.52119 | 0.52119 | 0.52119 | 0.30905 | 0.33575 | 0.32805 | 0.40873
2012-09-19 21:00 | 0.199 | 0.17669 | 0.18953 | 0.11161 | 0.52119 | 0.52119 | 0.52119 | 0.52119 | 0.32219 | 0.3445 | 0.33166 | 0.40958
2012-09-19 22:00 | 0.1877 | 0.14083 | 0.18914 | 0.10762 | 0.52119 | 0.52119 | 0.52119 | 0.52119 | 0.33349 | 0.38035 | 0.33205 | 0.41356
2012-09-19 23:00 | 0.18034 | 0.11077 | 0.18051 | 0.10594 | 0.52119 | 0.52119 | 0.52119 | 0.52119 | 0.34084 | 0.41041 | 0.34068 | 0.41525
2012-09-20 | 0.1769 | 0.10364 | 0.17404 | 0.10644 | 0.52119 | 0.52119 | 0.52119 | 0.52119 | 0.34429 | 0.41754 | 0.34715 | 0.41475
2012-09-20 01:00 | 0.17676 | 0.099161 | 0.17546 | 0.10714 | 0.52119 | 0.52119 | 0.52119 | 0.52119 | 0.34443 | 0.42203 | 0.34573 | 0.41404
2012-09-20 02:00 | 0.17044 | 0.10092 | 0.17954 | 0.10735 | 0.52119 | 0.52119 | 0.52119 | 0.52119 | 0.35075 | 0.42027 | 0.34165 | 0.41384
2012-09-20 03:00 | 0.1799 | 0.10211 | 0.18563 | 0.10754 | 0.52119 | 0.52119 | 0.52119 | 0.52119 | 0.34128 | 0.41908 | 0.33556 | 0.41365
2012-09-20 04:00 | 0.20026 | 0.12693 | 0.18666 | 0.1106 | 0.52119 | 0.52119 | 0.52119 | 0.52119 | 0.32093 | 0.39426 | 0.33453 | 0.41058
2012-09-20 05:00 | 0.22482 | 0.14765 | 0.18946 | 0.11607 | 0.52119 | 0.52119 | 0.52119 | 0.52119 | 0.29637 | 0.37353 | 0.33172 | 0.40512
2012-09-20 06:00 | 0.2599 | 0.23147 | 0.19807 | 0.11989 | 0.52119 | 0.52119 | 0.52119 | 0.52119 | 0.26129 | 0.28972 | 0.32312 | 0.4013
2012-09-20 07:00 | 0.28625 | 0.29719 | 0.19398 | 0.1218 | 0.52119 | 0.52119 | 0.52119 | 0.52119 | 0.23493 | 0.22399 | 0.3272 | 0.39939
2012-09-20 08:00 | 0.29566 | 0.32194 | 0.20192 | 0.1193 | 0.52119 | 0.52119 | 0.52119 | 0.52119 | 0.22553 | 0.19925 | 0.31927 | 0.40189
2012-09-20 09:00 | 0.29162 | 0.31167 | 0.1997 | 0.11872 | 0.52119 | 0.52119 | 0.52119 | 0.52119 | 0.22957 | 0.20952 | 0.32149 | 0.40247
2012-09-20 10:00 | 0.28897 | 0.30941 | 0.19508 | 0.1187 | 0.52119 | 0.52119 | 0.52119 | 0.52119 | 0.23221 | 0.21178 | 0.32611 | 0.40249
2012-09-20 11:00 | 0.28706 | 0.31166 | 0.19415 | 0.11896 | 0.52119 | 0.52119 | 0.52119 | 0.52119 | 0.23412 | 0.20953 | 0.32704 | 0.40222
2012-09-20 12:00 | 0.28962 | 0.3087 | 0.19695 | 0.1205 | 0.52119 | 0.52119 | 0.52119 | 0.52119 | 0.23157 | 0.21249 | 0.32424 | 0.40069
2012-09-20 13:00 | 0.29026 | 0.30739 | 0.19655 | 0.12032 | 0.52119 | 0.52119 | 0.52119 | 0.52119 | 0.23092 | 0.21379 | 0.32464 | 0.40087
2012-09-20 14:00 | 0.28995 | 0.30653 | 0.19837 | 0.12003 | 0.52119 | 0.52119 | 0.52119 | 0.52119 | 0.23124 | 0.21466 | 0.32282 | 0.40115
2012-09-20 15:00 | 0.28738 | 0.30116 | 0.19957 | 0.11492 | 0.52119 | 0.52119 | 0.52119 | 0.52119 | 0.2338 | 0.22003 | 0.32162 | 0.40627
2012-09-20 16:00 | 0.28633 | 0.29968 | 0.19175 | 0.11441 | 0.52119 | 0.52119 | 0.52119 | 0.52119 | 0.23485 | 0.22151 | 0.32944 | 0.40678
2012-09-20 17:00 | 0.28117 | 0.28375 | 0.19113 | 0.11597 | 0.52119 | 0.52119 | 0.52119 | 0.52119 | 0.24002 | 0.23744 | 0.33006 | 0.40522
2012-09-20 18:00 | 0.24997 | 0.24976 | 0.19253 | 0.1137 | 0.52119 | 0.52119 | 0.52119 | 0.52119 | 0.27122 | 0.27143 | 0.32866 | 0.40749
2012-09-20 19:00 | 0.227 | 0.20321 | 0.19368 | 0.10989 | 0.52119 | 0.52119 | 0.52119 | 0.52119 | 0.29419 | 0.31798 | 0.32751 | 0.41129
2012-09-20 20:00 | 0.21211 | 0.18525 | 0.1937 | 0.11225 | 0.52119 | 0.52119 | 0.52119 | 0.52119 | 0.30908 | 0.33593 | 0.32749 | 0.40894
2012-09-20 21:00 | 0.19902 | 0.17649 | 0.18957 | 0.11155 | 0.52119 | 0.52119 | 0.52119 | 0.52119 | 0.32217 | 0.3447 | 0.33162 | 0.40964
2012-09-20 22:00 | 0.18766 | 0.14063 | 0.18816 | 0.10852 | 0.52119 | 0.52119 | 0.52119 | 0.52119 | 0.33353 | 0.38056 | 0.33303 | 0.41267
2012-09-20 23:00 | 0.18036 | 0.11041 | 0.18068 | 0.10656 | 0.52119 | 0.52119 | 0.52119 | 0.52119 | 0.34083 | 0.41078 | 0.34051 | 0.41463
2012-09-21 | 0.17689 | 0.10339 | 0.17455 | 0.10634 | 0.52119 | 0.52119 | 0.52119 | 0.52119 | 0.3443 | 0.4178 | 0.34664 | 0.41485
2012-09-21 01:00 | 0.17661 | 0.098858 | 0.17619 | 0.10703 | 0.52119 | 0.52119 | 0.52119 | 0.52119 | 0.34458 | 0.42233 | 0.345 | 0.41416
2012-09-21 02:00 | 0.17038 | 0.10072 | 0.18022 | 0.10721 | 0.52119 | 0.52119 | 0.52119 | 0.52119 | 0.35081 | 0.42046 | 0.34097 | 0.41397
2012-09-21 03:00 | 0.17968 | 0.10186 | 0.18559 | 0.10753 | 0.52119 | 0.52119 | 0.52119 | 0.52119 | 0.34151 | 0.41932 | 0.33559 | 0.41366
2012-09-21 04:00 | 0.20029 | 0.12652 | 0.18669 | 0.11048 | 0.52119 | 0.52119 | 0.52119 | 0.52119 | 0.32089 | 0.39467 | 0.3345 | 0.41071
2012-09-21 05:00 | 0.22508 | 0.14699 | 0.18957 | 0.1159 | 0.52119 | 0.52119 | 0.52119 | 0.52119 | 0.29611 | 0.37419 | 0.33161 | 0.40529
2012-09-21 06:00 | 0.26089 | 0.22946 | 0.1979 | 0.1198 | 0.52119 | 0.52119 | 0.52119 | 0.52119 | 0.2603 | 0.29173 | 0.32329 | 0.40138
2012-09-21 07:00 | 0.28639 | 0.29738 | 0.19396 | 0.12106 | 0.52119 | 0.52119 | 0.52119 | 0.52119 | 0.2348 | 0.22381 | 0.32722 | 0.40013
2012-09-21 08:00 | 0.2953 | 0.32177 | 0.20271 | 0.12014 | 0.52119 | 0.52119 | 0.52119 | 0.52119 | 0.22589 | 0.19941 | 0.31848 | 0.40104
2012-09-21 09:00 | 0.29236 | 0.31189 | 0.20075 | 0.11864 | 0.52119 | 0.52119 | 0.52119 | 0.52119 | 0.22882 | 0.2093 | 0.32043 | 0.40255
2012-09-21 10:00 | 0.28932 | 0.30858 | 0.19596 | 0.11899 | 0.52119 | 0.52119 | 0.52119 | 0.52119 | 0.23187 | 0.21261 | 0.32523 | 0.4022
2012-09-21 11:00 | 0.28661 | 0.31135 | 0.19588 | 0.11936 | 0.52119 | 0.52119 | 0.52119 | 0.52119 | 0.23458 | 0.20984 | 0.32531 | 0.40183
2012-09-21 12:00 | 0.28983 | 0.30812 | 0.1978 | 0.12097 | 0.52119 | 0.52119 | 0.52119 | 0.52119 | 0.23135 | 0.21307 | 0.32338 | 0.40022
2012-09-21 13:00 | 0.29038 | 0.30666 | 0.19388 | 0.1207 | 0.52119 | 0.52119 | 0.52119 | 0.52119 | 0.23081 | 0.21453 | 0.32731 | 0.40049
2012-09-21 14:00 | 0.28918 | 0.30695 | 0.18932 | 0.12038 | 0.52119 | 0.52119 | 0.52119 | 0.52119 | 0.23201 | 0.21423 | 0.33187 | 0.40081
2012-09-21 15:00 | 0.28681 | 0.30205 | 0.18741 | 0.11547 | 0.52119 | 0.52119 | 0.52119 | 0.52119 | 0.23437 | 0.21914 | 0.33378 | 0.40572
2012-09-21 16:00 | 0.28627 | 0.30063 | 0.18868 | 0.11512 | 0.52119 | 0.52119 | 0.52119 | 0.52119 | 0.23492 | 0.22056 | 0.33251 | 0.40607
2012-09-21 17:00 | 0.28186 | 0.2845 | 0.19015 | 0.11815 | 0.52119 | 0.52119 | 0.52119 | 0.52119 | 0.23933 | 0.23669 | 0.33104 | 0.40304
2012-09-21 18:00 | 0.24975 | 0.24955 | 0.19307 | 0.11391 | 0.52119 | 0.52119 | 0.52119 | 0.52119 | 0.27144 | 0.27163 | 0.32811 | 0.40727
2012-09-21 19:00 | 0.22709 | 0.20304 | 0.19355 | 0.10997 | 0.52119 | 0.52119 | 0.52119 | 0.52119 | 0.2941 | 0.31815 | 0.32764 | 0.41122
2012-09-21 20:00 | 0.21208 | 0.18513 | 0.19196 | 0.1133 | 0.52119 | 0.52119 | 0.52119 | 0.52119 | 0.30911 | 0.33606 | 0.32922 | 0.40789
2012-09-21 21:00 | 0.19909 | 0.17627 | 0.18982 | 0.11241 | 0.52119 | 0.52119 | 0.52119 | 0.52119 | 0.32209 | 0.34492 | 0.33136 | 0.40878
2012-09-21 22:00 | 0.18787 | 0.14043 | 0.18897 | 0.10935 | 0.52119 | 0.52119 | 0.52119 | 0.52119 | 0.33332 | 0.38076 | 0.33222 | 0.41183
2012-09-21 23:00 | 0.18021 | 0.10968 | 0.18164 | 0.10746 | 0.52119 | 0.52119 | 0.52119 | 0.52119 | 0.34097 | 0.41151 | 0.33955 | 0.41372
2012-09-22 | 0.17445 | 0.10764 | 0.18591 | 0.1127 | 0.52119 | 0.52119 | 0.52119 | 0.52119 | 0.34673 | 0.41355 | 0.33528 | 0.40849
2012-09-22 01:00 | 0.17231 | 0.1028 | 0.1837 | 0.10585 | 0.52119 | 0.52119 | 0.52119 | 0.52119 | 0.34888 | 0.41839 | 0.33749 | 0.41534
2012-09-22 02:00 | 0.17361 | 0.10164 | 0.18341 | 0.10619 | 0.52119 | 0.52119 | 0.52119 | 0.52119 | 0.34758 | 0.41954 | 0.33777 | 0.41499
2012-09-22 03:00 | 0.17392 | 0.10364 | 0.18465 | 0.10677 | 0.52119 | 0.52119 | 0.52119 | 0.52119 | 0.34727 | 0.41755 | 0.33654 | 0.41441
2012-09-22 04:00 | 0.17468 | 0.10807 | 0.1872 | 0.10643 | 0.52119 | 0.52119 | 0.52119 | 0.52119 | 0.3465 | 0.41311 | 0.33399 | 0.41476
2012-09-22 05:00 | 0.1783 | 0.11177 | 0.19094 | 0.10584 | 0.52119 | 0.52119 | 0.52119 | 0.52119 | 0.34288 | 0.40942 | 0.33024 | 0.41535
2012-09-22 06:00 | 0.19356 | 0.12772 | 0.19242 | 0.11138 | 0.52119 | 0.52119 | 0.52119 | 0.52119 | 0.32763 | 0.39347 | 0.32877 | 0.40981
2012-09-22 07:00 | 0.20513 | 0.16194 | 0.19178 | 0.11106 | 0.52119 | 0.52119 | 0.52119 | 0.52119 | 0.31606 | 0.35925 | 0.32941 | 0.41013
2012-09-22 08:00 | 0.22598 | 0.21144 | 0.19529 | 0.11457 | 0.52119 | 0.52119 | 0.52119 | 0.52119 | 0.29521 | 0.30975 | 0.3259 | 0.40662
2012-09-22 09:00 | 0.23335 | 0.22521 | 0.19167 | 0.11346 | 0.52119 | 0.52119 | 0.52119 | 0.52119 | 0.28784 | 0.29598 | 0.32952 | 0.40772
2012-09-22 10:00 | 0.23609 | 0.22329 | 0.18543 | 0.11528 | 0.52119 | 0.52119 | 0.52119 | 0.52119 | 0.2851 | 0.2979 | 0.33576 | 0.40591
2012-09-22 11:00 | 0.23856 | 0.22649 | 0.18791 | 0.11649 | 0.52119 | 0.52119 | 0.52119 | 0.52119 | 0.28262 | 0.29469 | 0.33328 | 0.4047
2012-09-22 12:00 | 0.23703 | 0.22407 | 0.18704 | 0.11534 | 0.52119 | 0.52119 | 0.52119 | 0.52119 | 0.28416 | 0.29711 | 0.33415 | 0.40585
2012-09-22 13:00 | 0.23735 | 0.21409 | 0.19407 | 0.1145 | 0.52119 | 0.52119 | 0.52119 | 0.52119 | 0.28384 | 0.3071 | 0.32712 | 0.40669
2012-09-22 14:00 | 0.23008 | 0.20748 | 0.19243 | 0.1129 | 0.52119 | 0.52119 | 0.52119 | 0.52119 | 0.29111 | 0.31371 | 0.32876 | 0.40829
2012-09-22 15:00 | 0.22537 | 0.18118 | 0.18489 | 0.11233 | 0.52119 | 0.52119 | 0.52119 | 0.52119 | 0.29582 | 0.34001 | 0.3363 | 0.40886
2012-09-22 16:00 | 0.22114 | 0.16675 | 0.18729 | 0.10934 | 0.52119 | 0.52119 | 0.52119 | 0.52119 | 0.30005 | 0.35444 | 0.3339 | 0.41184
2012-09-22 17:00 | 0.21537 | 0.15838 | 0.19068 | 0.10558 | 0.52119 | 0.52119 | 0.52119 | 0.52119 | 0.30581 | 0.36281 | 0.33051 | 0.41561
2012-09-22 18:00 | 0.21007 | 0.15154 | 0.19443 | 0.10315 | 0.52119 | 0.52119 | 0.52119 | 0.52119 | 0.31112 | 0.36965 | 0.32676 | 0.41804
2012-09-22 19:00 | 0.20032 | 0.14103 | 0.19487 | 0.10293 | 0.52119 | 0.52119 | 0.52119 | 0.52119 | 0.32086 | 0.38016 | 0.32632 | 0.41826
2012-09-22 20:00 | 0.19674 | 0.13448 | 0.19153 | 0.10316 | 0.52119 | 0.52119 | 0.52119 | 0.52119 | 0.32445 | 0.38671 | 0.32966 | 0.41803
2012-09-22 21:00 | 0.19238 | 0.13021 | 0.19236 | 0.10533 | 0.52119 | 0.52119 | 0.52119 | 0.52119 | 0.32881 | 0.39098 | 0.32883 | 0.41586
2012-09-22 22:00 | 0.18931 | 0.12484 | 0.19243 | 0.10374 | 0.52119 | 0.52119 | 0.52119 | 0.52119 | 0.33188 | 0.39635 | 0.32876 | 0.41744
2012-09-22 23:00 | 0.18774 | 0.11167 | 0.19222 | 0.10389 | 0.52119 | 0.52119 | 0.52119 | 0.52119 | 0.33345 | 0.40952 | 0.32896 | 0.4173
2012-09-23 | 0.17537 | 0.10841 | 0.18653 | 0.11159 | 0.52119 | 0.52119 | 0.52119 | 0.52119 | 0.34582 | 0.41278 | 0.33466 | 0.4096
2012-09-23 01:00 | 0.17332 | 0.10359 | 0.18428 | 0.10606 | 0.52119 | 0.52119 | 0.52119 | 0.52119 | 0.34787 | 0.4176 | 0.3369 | 0.41513
2012-09-23 02:00 | 0.17529 | 0.10245 | 0.18384 | 0.1064 | 0.52119 | 0.52119 | 0.52119 | 0.52119 | 0.3459 | 0.41873 | 0.33735 | 0.41478
2012-09-23 03:00 | 0.17593 | 0.10464 | 0.18472 | 0.10701 | 0.52119 | 0.52119 | 0.52119 | 0.52119 | 0.34525 | 0.41655 | 0.33647 | 0.41418
2012-09-23 04:00 | 0.17699 | 0.1092 | 0.18844 | 0.10638 | 0.52119 | 0.52119 | 0.52119 | 0.52119 | 0.34419 | 0.41199 | 0.33275 | 0.41481
2012-09-23 05:00 | 0.18004 | 0.11289 | 0.19262 | 0.10593 | 0.52119 | 0.52119 | 0.52119 | 0.52119 | 0.34115 | 0.4083 | 0.32857 | 0.41526
2012-09-23 06:00 | 0.19504 | 0.12861 | 0.19554 | 0.11153 | 0.52119 | 0.52119 | 0.52119 | 0.52119 | 0.32615 | 0.39258 | 0.32565 | 0.40966
2012-09-23 07:00 | 0.20718 | 0.16342 | 0.19309 | 0.1111 | 0.52119 | 0.52119 | 0.52119 | 0.52119 | 0.31401 | 0.35777 | 0.3281 | 0.41009
2012-09-23 08:00 | 0.22715 | 0.21212 | 0.19653 | 0.1148 | 0.52119 | 0.52119 | 0.52119 | 0.52119 | 0.29404 | 0.30907 | 0.32466 | 0.40639
2012-09-23 09:00 | 0.23576 | 0.22796 | 0.1918 | 0.1138 | 0.52119 | 0.52119 | 0.52119 | 0.52119 | 0.28543 | 0.29322 | 0.32939 | 0.40738
2012-09-23 10:00 | 0.23891 | 0.22459 | 0.18561 | 0.11533 | 0.52119 | 0.52119 | 0.52119 | 0.52119 | 0.28228 | 0.2966 | 0.33558 | 0.40586
2012-09-23 11:00 | 0.24046 | 0.22673 | 0.18823 | 0.11646 | 0.52119 | 0.52119 | 0.52119 | 0.52119 | 0.28073 | 0.29446 | 0.33296 | 0.40473
2012-09-23 12:00 | 0.23823 | 0.22413 | 0.18585 | 0.11507 | 0.52119 | 0.52119 | 0.52119 | 0.52119 | 0.28296 | 0.29706 | 0.33534 | 0.40612
2012-09-23 13:00 | 0.23692 | 0.21405 | 0.19097 | 0.11405 | 0.52119 | 0.52119 | 0.52119 | 0.52119 | 0.28427 | 0.30713 | 0.33021 | 0.40714
2012-09-23 14:00 | 0.23004 | 0.20742 | 0.1912 | 0.11298 | 0.52119 | 0.52119 | 0.52119 | 0.52119 | 0.29115 | 0.31377 | 0.32999 | 0.40821
2012-09-23 15:00 | 0.22477 | 0.18094 | 0.18692 | 0.11133 | 0.52119 | 0.52119 | 0.52119 | 0.52119 | 0.29641 | 0.34025 | 0.33427 | 0.40986
2012-09-23 16:00 | 0.2207 | 0.16664 | 0.18878 | 0.10921 | 0.52119 | 0.52119 | 0.52119 | 0.52119 | 0.30049 | 0.35455 | 0.33241 | 0.41198
2012-09-23 17:00 | 0.21567 | 0.15829 | 0.1914 | 0.10557 | 0.52119 | 0.52119 | 0.52119 | 0.52119 | 0.30552 | 0.3629 | 0.32979 | 0.41562
2012-09-23 18:00 | 0.2103 | 0.1516 | 0.19398 | 0.10315 | 0.52119 | 0.52119 | 0.52119 | 0.52119 | 0.31089 | 0.36958 | 0.3272 | 0.41804
2012-09-23 19:00 | 0.19993 | 0.14101 | 0.19401 | 0.10293 | 0.52119 | 0.52119 | 0.52119 | 0.52119 | 0.32126 | 0.38018 | 0.32718 | 0.41826
2012-09-23 20:00 | 0.19639 | 0.1345 | 0.19199 | 0.10319 | 0.52119 | 0.52119 | 0.52119 | 0.52119 | 0.3248 | 0.38668 | 0.3292 | 0.418
2012-09-23 21:00 | 0.19351 | 0.13024 | 0.19183 | 0.10543 | 0.52119 | 0.52119 | 0.52119 | 0.52119 | 0.32768 | 0.39095 | 0.32936 | 0.41576
2012-09-23 22:00 | 0.18936 | 0.12472 | 0.19152 | 0.10388 | 0.52119 | 0.52119 | 0.52119 | 0.52119 | 0.33183 | 0.39647 | 0.32966 | 0.41731
2012-09-23 23:00 | 0.18879 | 0.1121 | 0.1906 | 0.10404 | 0.52119 | 0.52119 | 0.52119 | 0.52119 | 0.3324 | 0.40909 | 0.33059 | 0.41715
2012-09-24 | 0.17688 | 0.10367 | 0.17506 | 0.10695 | 0.52119 | 0.52119 | 0.52119 | 0.52119 | 0.34431 | 0.41752 | 0.34613 | 0.41424
2012-09-24 01:00 | 0.17658 | 0.099177 | 0.1755 | 0.10777 | 0.52119 | 0.52119 | 0.52119 | 0.52119 | 0.34461 | 0.42201 | 0.34569 | 0.41342
2012-09-24 02:00 | 0.1724 | 0.1009 | 0.17866 | 0.10755 | 0.52119 | 0.52119 | 0.52119 | 0.52119 | 0.34879 | 0.42029 | 0.34253 | 0.41363
2012-09-24 03:00 | 0.1823 | 0.10206 | 0.1846 | 0.10849 | 0.52119 | 0.52119 | 0.52119 | 0.52119 | 0.33888 | 0.41913 | 0.33658 | 0.4127
2012-09-24 04:00 | 0.20179 | 0.12587 | 0.18695 | 0.11215 | 0.52119 | 0.52119 | 0.52119 | 0.52119 | 0.3194 | 0.39532 | 0.33424 | 0.40904
2012-09-24 05:00 | 0.22639 | 0.14668 | 0.18925 | 0.11728 | 0.52119 | 0.52119 | 0.52119 | 0.52119 | 0.2948 | 0.37451 | 0.33194 | 0.40391
2012-09-24 06:00 | 0.26096 | 0.23094 | 0.19518 | 0.12127 | 0.52119 | 0.52119 | 0.52119 | 0.52119 | 0.26023 | 0.29025 | 0.326 | 0.39992
2012-09-24 07:00 | 0.28668 | 0.29739 | 0.19546 | 0.12411 | 0.52119 | 0.52119 | 0.52119 | 0.52119 | 0.2345 | 0.2238 | 0.32572 | 0.39707
2012-09-24 08:00 | 0.29902 | 0.32378 | 0.19404 | 0.12456 | 0.52119 | 0.52119 | 0.52119 | 0.52119 | 0.22217 | 0.1974 | 0.32714 | 0.39663
2012-09-24 09:00 | 0.29516 | 0.316 | 0.19095 | 0.12364 | 0.52119 | 0.52119 | 0.52119 | 0.52119 | 0.22603 | 0.20519 | 0.33024 | 0.39755
2012-09-24 10:00 | 0.29432 | 0.31146 | 0.18959 | 0.1219 | 0.52119 | 0.52119 | 0.52119 | 0.52119 | 0.22686 | 0.20972 | 0.3316 | 0.39928
2012-09-24 11:00 | 0.29161 | 0.31225 | 0.19356 | 0.12037 | 0.52119 | 0.52119 | 0.52119 | 0.52119 | 0.22958 | 0.20894 | 0.32763 | 0.40082
2012-09-24 12:00 | 0.29137 | 0.30887 | 0.19792 | 0.12186 | 0.52119 | 0.52119 | 0.52119 | 0.52119 | 0.22982 | 0.21232 | 0.32327 | 0.39933
2012-09-24 13:00 | 0.29046 | 0.30815 | 0.18548 | 0.12152 | 0.52119 | 0.52119 | 0.52119 | 0.52119 | 0.23073 | 0.21304 | 0.33571 | 0.39967
2012-09-24 14:00 | 0.29007 | 0.30818 | 0.18707 | 0.12115 | 0.52119 | 0.52119 | 0.52119 | 0.52119 | 0.23112 | 0.21301 | 0.33412 | 0.40004
2012-09-24 15:00 | 0.28704 | 0.30294 | 0.18766 | 0.11761 | 0.52119 | 0.52119 | 0.52119 | 0.52119 | 0.23415 | 0.21824 | 0.33352 | 0.40358
2012-09-24 16:00 | 0.28593 | 0.30194 | 0.19021 | 0.11825 | 0.52119 | 0.52119 | 0.52119 | 0.52119 | 0.23525 | 0.21924 | 0.33098 | 0.40293
2012-09-24 17:00 | 0.28136 | 0.28616 | 0.19395 | 0.12044 | 0.52119 | 0.52119 | 0.52119 | 0.52119 | 0.23983 | 0.23503 | 0.32724 | 0.40075
2012-09-24 18:00 | 0.24934 | 0.25119 | 0.19824 | 0.11468 | 0.52119 | 0.52119 | 0.52119 | 0.52119 | 0.27185 | 0.27 | 0.32295 | 0.40651
2012-09-24 19:00 | 0.22706 | 0.2041 | 0.19908 | 0.11229 | 0.52119 | 0.52119 | 0.52119 | 0.52119 | 0.29413 | 0.31709 | 0.32211 | 0.40889
2012-09-24 20:00 | 0.21217 | 0.18629 | 0.19683 | 0.11308 | 0.52119 | 0.52119 | 0.52119 | 0.52119 | 0.30902 | 0.33489 | 0.32436 | 0.40811
2012-09-24 21:00 | 0.1995 | 0.17692 | 0.19409 | 0.11225 | 0.52119 | 0.52119 | 0.52119 | 0.52119 | 0.32169 | 0.34427 | 0.3271 | 0.40894
2012-09-24 22:00 | 0.18818 | 0.14092 | 0.19238 | 0.1088 | 0.52119 | 0.52119 | 0.52119 | 0.52119 | 0.33301 | 0.38026 | 0.3288 | 0.41238
2012-09-24 23:00 | 0.18004 | 0.10973 | 0.18716 | 0.10737 | 0.52119 | 0.52119 | 0.52119 | 0.52119 | 0.34115 | 0.41146 | 0.33403 | 0.41381
2012-09-25 | 0.17661 | 0.10337 | 0.18174 | 0.10698 | 0.52119 | 0.52119 | 0.52119 | 0.52119 | 0.34458 | 0.41782 | 0.33945 | 0.41421
2012-09-25 01:00 | 0.17578 | 0.098846 | 0.17967 | 0.10773 | 0.52119 | 0.52119 | 0.52119 | 0.52119 | 0.34541 | 0.42234 | 0.34152 | 0.41346
2012-09-25 02:00 | 0.17136 | 0.10073 | 0.18312 | 0.10826 | 0.52119 | 0.52119 | 0.52119 | 0.52119 | 0.34983 | 0.42046 | 0.33807 | 0.41293
2012-09-25 03:00 | 0.18097 | 0.10191 | 0.18847 | 0.11005 | 0.52119 | 0.52119 | 0.52119 | 0.52119 | 0.34022 | 0.41928 | 0.33272 | 0.41113
2012-09-25 04:00 | 0.20067 | 0.12577 | 0.19153 | 0.11272 | 0.52119 | 0.52119 | 0.52119 | 0.52119 | 0.32052 | 0.39542 | 0.32966 | 0.40847
2012-09-25 05:00 | 0.22508 | 0.14641 | 0.19344 | 0.11722 | 0.52119 | 0.52119 | 0.52119 | 0.52119 | 0.29611 | 0.37477 | 0.32775 | 0.40396
2012-09-25 06:00 | 0.26034 | 0.22984 | 0.19783 | 0.12103 | 0.52119 | 0.52119 | 0.52119 | 0.52119 | 0.26085 | 0.29135 | 0.32335 | 0.40016
2012-09-25 07:00 | 0.28823 | 0.2976 | 0.19658 | 0.12416 | 0.52119 | 0.52119 | 0.52119 | 0.52119 | 0.23296 | 0.22359 | 0.32461 | 0.39703
2012-09-25 08:00 | 0.29995 | 0.3236 | 0.19485 | 0.124 | 0.52119 | 0.52119 | 0.52119 | 0.52119 | 0.22124 | 0.19759 | 0.32633 | 0.39719
2012-09-25 09:00 | 0.29471 | 0.3144 | 0.19573 | 0.12204 | 0.52119 | 0.52119 | 0.52119 | 0.52119 | 0.22648 | 0.20679 | 0.32546 | 0.39915
2012-09-25 10:00 | 0.29297 | 0.31056 | 0.19299 | 0.12069 | 0.52119 | 0.52119 | 0.52119 | 0.52119 | 0.22822 | 0.21063 | 0.3282 | 0.4005
2012-09-25 11:00 | 0.29043 | 0.31266 | 0.19609 | 0.11999 | 0.52119 | 0.52119 | 0.52119 | 0.52119 | 0.23076 | 0.20853 | 0.3251 | 0.40119
2012-09-25 12:00 | 0.29073 | 0.30932 | 0.19864 | 0.12163 | 0.52119 | 0.52119 | 0.52119 | 0.52119 | 0.23045 | 0.21187 | 0.32255 | 0.39956
2012-09-25 13:00 | 0.29036 | 0.30803 | 0.19259 | 0.12117 | 0.52119 | 0.52119 | 0.52119 | 0.52119 | 0.23083 | 0.21316 | 0.32859 | 0.40002
2012-09-25 14:00 | 0.29076 | 0.30755 | 0.18751 | 0.12079 | 0.52119 | 0.52119 | 0.52119 | 0.52119 | 0.23043 | 0.21364 | 0.33368 | 0.4004
2012-09-25 15:00 | 0.28793 | 0.30229 | 0.18813 | 0.11564 | 0.52119 | 0.52119 | 0.52119 | 0.52119 | 0.23326 | 0.2189 | 0.33305 | 0.40555
2012-09-25 16:00 | 0.28673 | 0.30133 | 0.18992 | 0.11686 | 0.52119 | 0.52119 | 0.52119 | 0.52119 | 0.23446 | 0.21985 | 0.33126 | 0.40433
2012-09-25 17:00 | 0.28178 | 0.2854 | 0.19273 | 0.11881 | 0.52119 | 0.52119 | 0.52119 | 0.52119 | 0.23941 | 0.23579 | 0.32846 | 0.40238
2012-09-25 18:00 | 0.24988 | 0.25141 | 0.19552 | 0.11417 | 0.52119 | 0.52119 | 0.52119 | 0.52119 | 0.27131 | 0.26978 | 0.32567 | 0.40701
2012-09-25 19:00 | 0.22766 | 0.20624 | 0.19866 | 0.11191 | 0.52119 | 0.52119 | 0.52119 | 0.52119 | 0.29353 | 0.31495 | 0.32253 | 0.40928
2012-09-25 20:00 | 0.21237 | 0.18632 | 0.19702 | 0.11294 | 0.52119 | 0.52119 | 0.52119 | 0.52119 | 0.30882 | 0.33487 | 0.32417 | 0.40825
2012-09-25 21:00 | 0.1995 | 0.17662 | 0.19368 | 0.11211 | 0.52119 | 0.52119 | 0.52119 | 0.52119 | 0.32168 | 0.34456 | 0.3275 | 0.40908
2012-09-25 22:00 | 0.18836 | 0.14053 | 0.19191 | 0.10883 | 0.52119 | 0.52119 | 0.52119 | 0.52119 | 0.33282 | 0.38065 | 0.32927 | 0.41236
2012-09-25 23:00 | 0.17903 | 0.10976 | 0.18597 | 0.10727 | 0.52119 | 0.52119 | 0.52119 | 0.52119 | 0.34216 | 0.41143 | 0.33522 | 0.41391
2012-09-26 | 0.17697 | 0.10346 | 0.18047 | 0.10611 | 0.52119 | 0.52119 | 0.52119 | 0.52119 | 0.34422 | 0.41773 | 0.34072 | 0.41508
2012-09-26 01:00 | 0.17748 | 0.099101 | 0.17799 | 0.1068 | 0.52119 | 0.52119 | 0.52119 | 0.52119 | 0.34371 | 0.42209 | 0.3432 | 0.41439
2012-09-26 02:00 | 0.17199 | 0.1009 | 0.18103 | 0.10765 | 0.52119 | 0.52119 | 0.52119 | 0.52119 | 0.3492 | 0.42029 | 0.34015 | 0.41354
2012-09-26 03:00 | 0.18148 | 0.10214 | 0.1869 | 0.10931 | 0.52119 | 0.52119 | 0.52119 | 0.52119 | 0.33971 | 0.41905 | 0.33429 | 0.41188
2012-09-26 04:00 | 0.20076 | 0.12617 | 0.19008 | 0.11177 | 0.52119 | 0.52119 | 0.52119 | 0.52119 | 0.32043 | 0.39502 | 0.33111 | 0.40942
2012-09-26 05:00 | 0.22624 | 0.14648 | 0.19279 | 0.11665 | 0.52119 | 0.52119 | 0.52119 | 0.52119 | 0.29494 | 0.3747 | 0.3284 | 0.40454
2012-09-26 06:00 | 0.26448 | 0.23029 | 0.19613 | 0.12031 | 0.52119 | 0.52119 | 0.52119 | 0.52119 | 0.25671 | 0.2909 | 0.32506 | 0.40088
2012-09-26 07:00 | 0.29139 | 0.30131 | 0.19568 | 0.12347 | 0.52119 | 0.52119 | 0.52119 | 0.52119 | 0.2298 | 0.21988 | 0.32551 | 0.39771
2012-09-26 08:00 | 0.30068 | 0.32388 | 0.19494 | 0.12336 | 0.52119 | 0.52119 | 0.52119 | 0.52119 | 0.22051 | 0.19731 | 0.32625 | 0.39783
2012-09-26 09:00 | 0.29416 | 0.31542 | 0.19796 | 0.1215 | 0.52119 | 0.52119 | 0.52119 | 0.52119 | 0.22703 | 0.20577 | 0.32323 | 0.39969
2012-09-26 10:00 | 0.29181 | 0.31115 | 0.20024 | 0.11909 | 0.52119 | 0.52119 | 0.52119 | 0.52119 | 0.22938 | 0.21003 | 0.32095 | 0.40209
2012-09-26 11:00 | 0.28904 | 0.3131 | 0.19958 | 0.11952 | 0.52119 | 0.52119 | 0.52119 | 0.52119 | 0.23215 | 0.20809 | 0.32161 | 0.40167
2012-09-26 12:00 | 0.29057 | 0.30912 | 0.20149 | 0.12102 | 0.52119 | 0.52119 | 0.52119 | 0.52119 | 0.23062 | 0.21207 | 0.31969 | 0.40016
2012-09-26 13:00 | 0.29086 | 0.30797 | 0.1998 | 0.12084 | 0.52119 | 0.52119 | 0.52119 | 0.52119 | 0.23033 | 0.21321 | 0.32139 | 0.40035
2012-09-26 14:00 | 0.29167 | 0.30737 | 0.18905 | 0.12061 | 0.52119 | 0.52119 | 0.52119 | 0.52119 | 0.22951 | 0.21382 | 0.33214 | 0.40058
2012-09-26 15:00 | 0.28923 | 0.30239 | 0.18949 | 0.11683 | 0.52119 | 0.52119 | 0.52119 | 0.52119 | 0.23196 | 0.2188 | 0.3317 | 0.40436
2012-09-26 16:00 | 0.28777 | 0.30154 | 0.19239 | 0.11758 | 0.52119 | 0.52119 | 0.52119 | 0.52119 | 0.23342 | 0.21965 | 0.3288 | 0.40361
2012-09-26 17:00 | 0.28185 | 0.28586 | 0.1955 | 0.11904 | 0.52119 | 0.52119 | 0.52119 | 0.52119 | 0.23934 | 0.23533 | 0.32569 | 0.40214
2012-09-26 18:00 | 0.24959 | 0.25292 | 0.19668 | 0.1142 | 0.52119 | 0.52119 | 0.52119 | 0.52119 | 0.2716 | 0.26827 | 0.32451 | 0.40698
2012-09-26 19:00 | 0.22747 | 0.20631 | 0.19652 | 0.11103 | 0.52119 | 0.52119 | 0.52119 | 0.52119 | 0.29372 | 0.31488 | 0.32467 | 0.41016
2012-09-26 20:00 | 0.21224 | 0.18581 | 0.19437 | 0.11314 | 0.52119 | 0.52119 | 0.52119 | 0.52119 | 0.30894 | 0.33538 | 0.32681 | 0.40805
2012-09-26 21:00 | 0.19912 | 0.1765 | 0.19169 | 0.11225 | 0.52119 | 0.52119 | 0.52119 | 0.52119 | 0.32207 | 0.34469 | 0.3295 | 0.40894
2012-09-26 22:00 | 0.18777 | 0.14024 | 0.18891 | 0.10903 | 0.52119 | 0.52119 | 0.52119 | 0.52119 | 0.33342 | 0.38095 | 0.33228 | 0.41216
2012-09-26 23:00 | 0.18068 | 0.11015 | 0.18131 | 0.10694 | 0.52119 | 0.52119 | 0.52119 | 0.52119 | 0.34051 | 0.41104 | 0.33988 | 0.41425
2012-09-27 | 0.17712 | 0.10333 | 0.17489 | 0.10562 | 0.52119 | 0.52119 | 0.52119 | 0.52119 | 0.34407 | 0.41785 | 0.34629 | 0.41557
2012-09-27 01:00 | 0.17707 | 0.098797 | 0.17617 | 0.10637 | 0.52119 | 0.52119 | 0.52119 | 0.52119 | 0.34412 | 0.42239 | 0.34501 | 0.41482
2012-09-27 02:00 | 0.1707 | 0.10075 | 0.17988 | 0.10689 | 0.52119 | 0.52119 | 0.52119 | 0.52119 | 0.35049 | 0.42044 | 0.34131 | 0.4143
2012-09-27 03:00 | 0.18007 | 0.10197 | 0.18587 | 0.10702 | 0.52119 | 0.52119 | 0.52119 | 0.52119 | 0.34112 | 0.41922 | 0.33532 | 0.41416
2012-09-27 04:00 | 0.20073 | 0.12667 | 0.18663 | 0.11008 | 0.52119 | 0.52119 | 0.52119 | 0.52119 | 0.32046 | 0.39452 | 0.33456 | 0.41111
2012-09-27 05:00 | 0.22558 | 0.14753 | 0.18981 | 0.11546 | 0.52119 | 0.52119 | 0.52119 | 0.52119 | 0.29561 | 0.37366 | 0.33138 | 0.40573
2012-09-27 06:00 | 0.26342 | 0.23019 | 0.19798 | 0.11944 | 0.52119 | 0.52119 | 0.52119 | 0.52119 | 0.25776 | 0.291 | 0.32321 | 0.40175
2012-09-27 07:00 | 0.28788 | 0.29949 | 0.19301 | 0.12111 | 0.52119 | 0.52119 | 0.52119 | 0.52119 | 0.23331 | 0.2217 | 0.32817 | 0.40008
2012-09-27 08:00 | 0.29843 | 0.32188 | 0.20147 | 0.11891 | 0.52119 | 0.52119 | 0.52119 | 0.52119 | 0.22276 | 0.1993 | 0.31972 | 0.40228
2012-09-27 09:00 | 0.29372 | 0.31281 | 0.20181 | 0.11855 | 0.52119 | 0.52119 | 0.52119 | 0.52119 | 0.22746 | 0.20838 | 0.31938 | 0.40264
2012-09-27 10:00 | 0.29333 | 0.30987 | 0.19849 | 0.11884 | 0.52119 | 0.52119 | 0.52119 | 0.52119 | 0.22785 | 0.21132 | 0.3227 | 0.40235
2012-09-27 11:00 | 0.29102 | 0.31209 | 0.19828 | 0.11946 | 0.52119 | 0.52119 | 0.52119 | 0.52119 | 0.23017 | 0.2091 | 0.32291 | 0.40173
2012-09-27 12:00 | 0.29058 | 0.30893 | 0.20069 | 0.12101 | 0.52119 | 0.52119 | 0.52119 | 0.52119 | 0.23061 | 0.21226 | 0.3205 | 0.40017
2012-09-27 13:00 | 0.29051 | 0.30775 | 0.19949 | 0.12082 | 0.52119 | 0.52119 | 0.52119 | 0.52119 | 0.23068 | 0.21344 | 0.3217 | 0.40036
2012-09-27 14:00 | 0.29131 | 0.30677 | 0.19217 | 0.12041 | 0.52119 | 0.52119 | 0.52119 | 0.52119 | 0.22988 | 0.21442 | 0.32902 | 0.40078
2012-09-27 15:00 | 0.28879 | 0.30175 | 0.19009 | 0.11535 | 0.52119 | 0.52119 | 0.52119 | 0.52119 | 0.2324 | 0.21944 | 0.3311 | 0.40583
2012-09-27 16:00 | 0.28731 | 0.30045 | 0.19131 | 0.11476 | 0.52119 | 0.52119 | 0.52119 | 0.52119 | 0.23388 | 0.22074 | 0.32988 | 0.40643
2012-09-27 17:00 | 0.28144 | 0.28432 | 0.1925 | 0.11668 | 0.52119 | 0.52119 | 0.52119 | 0.52119 | 0.23975 | 0.23686 | 0.32868 | 0.40451
2012-09-27 18:00 | 0.24961 | 0.25161 | 0.19308 | 0.11369 | 0.52119 | 0.52119 | 0.52119 | 0.52119 | 0.27158 | 0.26958 | 0.3281 | 0.40749
2012-09-27 19:00 | 0.22716 | 0.20589 | 0.19434 | 0.10978 | 0.52119 | 0.52119 | 0.52119 | 0.52119 | 0.29403 | 0.3153 | 0.32685 | 0.4114
2012-09-27 20:00 | 0.21214 | 0.18545 | 0.19307 | 0.11315 | 0.52119 | 0.52119 | 0.52119 | 0.52119 | 0.30905 | 0.33574 | 0.32812 | 0.40804
2012-09-27 21:00 | 0.19944 | 0.17643 | 0.19219 | 0.11221 | 0.52119 | 0.52119 | 0.52119 | 0.52119 | 0.32175 | 0.34476 | 0.32899 | 0.40898
2012-09-27 22:00 | 0.18821 | 0.14027 | 0.19069 | 0.10897 | 0.52119 | 0.52119 | 0.52119 | 0.52119 | 0.33298 | 0.38091 | 0.3305 | 0.41222
2012-09-27 23:00 | 0.18032 | 0.10952 | 0.18452 | 0.10733 | 0.52119 | 0.52119 | 0.52119 | 0.52119 | 0.34087 | 0.41167 | 0.33667 | 0.41386
2012-09-28 | 0.17686 | 0.1032 | 0.17761 | 0.10855 | 0.52119 | 0.52119 | 0.52119 | 0.52119 | 0.34433 | 0.41799 | 0.34358 | 0.41264
2012-09-28 01:00 | 0.17677 | 0.098576 | 0.17742 | 0.10931 | 0.52119 | 0.52119 | 0.52119 | 0.52119 | 0.34442 | 0.42261 | 0.34377 | 0.41188
2012-09-28 02:00 | 0.17207 | 0.10065 | 0.17971 | 0.11013 | 0.52119 | 0.52119 | 0.52119 | 0.52119 | 0.34912 | 0.42054 | 0.34147 | 0.41105
2012-09-28 03:00 | 0.18175 | 0.10182 | 0.18568 | 0.11155 | 0.52119 | 0.52119 | 0.52119 | 0.52119 | 0.33944 | 0.41937 | 0.33551 | 0.40964
2012-09-28 04:00 | 0.20093 | 0.12563 | 0.18823 | 0.1144 | 0.52119 | 0.52119 | 0.52119 | 0.52119 | 0.32025 | 0.39556 | 0.33296 | 0.40679
2012-09-28 05:00 | 0.22633 | 0.14595 | 0.19106 | 0.11974 | 0.52119 | 0.52119 | 0.52119 | 0.52119 | 0.29486 | 0.37524 | 0.33013 | 0.40145
2012-09-28 06:00 | 0.26441 | 0.22928 | 0.19595 | 0.12401 | 0.52119 | 0.52119 | 0.52119 | 0.52119 | 0.25677 | 0.29191 | 0.32524 | 0.39718
2012-09-28 07:00 | 0.29028 | 0.30068 | 0.19561 | 0.12734 | 0.52119 | 0.52119 | 0.52119 | 0.52119 | 0.23091 | 0.22051 | 0.32558 | 0.39384
2012-09-28 08:00 | 0.30185 | 0.32312 | 0.19793 | 0.12672 | 0.52119 | 0.52119 | 0.52119 | 0.52119 | 0.21934 | 0.19807 | 0.32326 | 0.39447
2012-09-28 09:00 | 0.29594 | 0.31533 | 0.20108 | 0.12486 | 0.52119 | 0.52119 | 0.52119 | 0.52119 | 0.22525 | 0.20586 | 0.32011 | 0.39633
2012-09-28 10:00 | 0.29477 | 0.31178 | 0.1945 | 0.12404 | 0.52119 | 0.52119 | 0.52119 | 0.52119 | 0.22641 | 0.20941 | 0.32669 | 0.39715
2012-09-28 11:00 | 0.29242 | 0.31319 | 0.19362 | 0.12361 | 0.52119 | 0.52119 | 0.52119 | 0.52119 | 0.22877 | 0.208 | 0.32757 | 0.39758
2012-09-28 12:00 | 0.29135 | 0.30993 | 0.19739 | 0.12512 | 0.52119 | 0.52119 | 0.52119 | 0.52119 | 0.22984 | 0.21125 | 0.3238 | 0.39607
2012-09-28 13:00 | 0.29057 | 0.30893 | 0.1925 | 0.12455 | 0.52119 | 0.52119 | 0.52119 | 0.52119 | 0.23062 | 0.21226 | 0.32869 | 0.39664
2012-09-28 14:00 | 0.29138 | 0.30776 | 0.18903 | 0.12408 | 0.52119 | 0.52119 | 0.52119 | 0.52119 | 0.22981 | 0.21343 | 0.33216 | 0.3971
2012-09-28 15:00 | 0.2888 | 0.30302 | 0.19001 | 0.12066 | 0.52119 | 0.52119 | 0.52119 | 0.52119 | 0.23239 | 0.21817 | 0.33118 | 0.40053
2012-09-28 16:00 | 0.28737 | 0.30181 | 0.19281 | 0.11935 | 0.52119 | 0.52119 | 0.52119 | 0.52119 | 0.23382 | 0.21938 | 0.32838 | 0.40184
2012-09-28 17:00 | 0.28139 | 0.28626 | 0.19676 | 0.12085 | 0.52119 | 0.52119 | 0.52119 | 0.52119 | 0.2398 | 0.23493 | 0.32443 | 0.40034
2012-09-28 18:00 | 0.2491 | 0.25378 | 0.19872 | 0.11612 | 0.52119 | 0.52119 | 0.52119 | 0.52119 | 0.27209 | 0.26741 | 0.32247 | 0.40507
2012-09-28 19:00 | 0.22753 | 0.20706 | 0.20026 | 0.11403 | 0.52119 | 0.52119 | 0.52119 | 0.52119 | 0.29366 | 0.31413 | 0.32093 | 0.40715
2012-09-28 20:00 | 0.21258 | 0.18611 | 0.19861 | 0.11466 | 0.52119 | 0.52119 | 0.52119 | 0.52119 | 0.3086 | 0.33508 | 0.32258 | 0.40652
2012-09-28 21:00 | 0.19972 | 0.17644 | 0.19792 | 0.11356 | 0.52119 | 0.52119 | 0.52119 | 0.52119 | 0.32146 | 0.34475 | 0.32326 | 0.40763
2012-09-28 22:00 | 0.18845 | 0.1402 | 0.19439 | 0.11052 | 0.52119 | 0.52119 | 0.52119 | 0.52119 | 0.33274 | 0.38099 | 0.3268 | 0.41067
2012-09-28 23:00 | 0.17896 | 0.10953 | 0.18856 | 0.10925 | 0.52119 | 0.52119 | 0.52119 | 0.52119 | 0.34222 | 0.41165 | 0.33263 | 0.41194
2012-09-29 | 0.17442 | 0.1079 | 0.18481 | 0.11169 | 0.52119 | 0.52119 | 0.52119 | 0.52119 | 0.34677 | 0.41328 | 0.33638 | 0.4095
2012-09-29 01:00 | 0.17276 | 0.10294 | 0.18357 | 0.10946 | 0.52119 | 0.52119 | 0.52119 | 0.52119 | 0.34843 | 0.41824 | 0.33761 | 0.41173
2012-09-29 02:00 | 0.17519 | 0.10206 | 0.18292 | 0.10944 | 0.52119 | 0.52119 | 0.52119 | 0.52119 | 0.346 | 0.41912 | 0.33827 | 0.41175
2012-09-29 03:00 | 0.17583 | 0.10413 | 0.18368 | 0.10913 | 0.52119 | 0.52119 | 0.52119 | 0.52119 | 0.34536 | 0.41706 | 0.33751 | 0.41205
2012-09-29 04:00 | 0.17681 | 0.10883 | 0.18809 | 0.10862 | 0.52119 | 0.52119 | 0.52119 | 0.52119 | 0.34437 | 0.41236 | 0.3331 | 0.41257
2012-09-29 05:00 | 0.18043 | 0.11229 | 0.19232 | 0.1086 | 0.52119 | 0.52119 | 0.52119 | 0.52119 | 0.34076 | 0.4089 | 0.32887 | 0.41259
2012-09-29 06:00 | 0.19477 | 0.1283 | 0.19547 | 0.11425 | 0.52119 | 0.52119 | 0.52119 | 0.52119 | 0.32642 | 0.39289 | 0.32572 | 0.40693
2012-09-29 07:00 | 0.20861 | 0.16435 | 0.19491 | 0.11358 | 0.52119 | 0.52119 | 0.52119 | 0.52119 | 0.31258 | 0.35683 | 0.32628 | 0.40761
2012-09-29 08:00 | 0.22814 | 0.21195 | 0.19779 | 0.11723 | 0.52119 | 0.52119 | 0.52119 | 0.52119 | 0.29305 | 0.30924 | 0.3234 | 0.40396
2012-09-29 09:00 | 0.23483 | 0.22642 | 0.19458 | 0.11683 | 0.52119 | 0.52119 | 0.52119 | 0.52119 | 0.28636 | 0.29477 | 0.32661 | 0.40436
2012-09-29 10:00 | 0.2359 | 0.22489 | 0.18843 | 0.11804 | 0.52119 | 0.52119 | 0.52119 | 0.52119 | 0.28529 | 0.2963 | 0.33276 | 0.40315
2012-09-29 11:00 | 0.23774 | 0.23035 | 0.19174 | 0.11885 | 0.52119 | 0.52119 | 0.52119 | 0.52119 | 0.28345 | 0.29083 | 0.32945 | 0.40234
2012-09-29 12:00 | 0.23491 | 0.22763 | 0.1901 | 0.11713 | 0.52119 | 0.52119 | 0.52119 | 0.52119 | 0.28628 | 0.29356 | 0.33108 | 0.40405
2012-09-29 13:00 | 0.23259 | 0.2182 | 0.19615 | 0.11587 | 0.52119 | 0.52119 | 0.52119 | 0.52119 | 0.2886 | 0.30299 | 0.32504 | 0.40532
2012-09-29 14:00 | 0.2312 | 0.21147 | 0.19184 | 0.11431 | 0.52119 | 0.52119 | 0.52119 | 0.52119 | 0.28999 | 0.30972 | 0.32935 | 0.40687
2012-09-29 15:00 | 0.22571 | 0.18519 | 0.18485 | 0.11373 | 0.52119 | 0.52119 | 0.52119 | 0.52119 | 0.29548 | 0.336 | 0.33633 | 0.40746
2012-09-29 16:00 | 0.2204 | 0.17033 | 0.18614 | 0.11083 | 0.52119 | 0.52119 | 0.52119 | 0.52119 | 0.30079 | 0.35085 | 0.33505 | 0.41036
2012-09-29 17:00 | 0.21382 | 0.15926 | 0.18941 | 0.10672 | 0.52119 | 0.52119 | 0.52119 | 0.52119 | 0.30736 | 0.36192 | 0.33178 | 0.41447
2012-09-29 18:00 | 0.20833 | 0.15181 | 0.19003 | 0.10541 | 0.52119 | 0.52119 | 0.52119 | 0.52119 | 0.31286 | 0.36938 | 0.33116 | 0.41578
2012-09-29 19:00 | 0.19775 | 0.14111 | 0.1937 | 0.10419 | 0.52119 | 0.52119 | 0.52119 | 0.52119 | 0.32343 | 0.38008 | 0.32749 | 0.417
2012-09-29 20:00 | 0.19652 | 0.13418 | 0.19143 | 0.10461 | 0.52119 | 0.52119 | 0.52119 | 0.52119 | 0.32467 | 0.38701 | 0.32976 | 0.41658
2012-09-29 21:00 | 0.1914 | 0.13055 | 0.19304 | 0.10663 | 0.52119 | 0.52119 | 0.52119 | 0.52119 | 0.32979 | 0.39064 | 0.32815 | 0.41456
2012-09-29 22:00 | 0.18923 | 0.12482 | 0.19223 | 0.10501 | 0.52119 | 0.52119 | 0.52119 | 0.52119 | 0.33196 | 0.39637 | 0.32895 | 0.41618
2012-09-29 23:00 | 0.1894 | 0.11114 | 0.19173 | 0.10539 | 0.52119 | 0.52119 | 0.52119 | 0.52119 | 0.33179 | 0.41005 | 0.32945 | 0.4158
2012-09-30 | 0.17421 | 0.10764 | 0.18604 | 0.11263 | 0.52119 | 0.52119 | 0.52119 | 0.52119 | 0.34698 | 0.41355 | 0.33515 | 0.40856
2012-09-30 01:00 | 0.17269 | 0.10274 | 0.18423 | 0.10862 | 0.52119 | 0.52119 | 0.52119 | 0.52119 | 0.34849 | 0.41845 | 0.33695 | 0.41256
2012-09-30 02:00 | 0.17438 | 0.10194 | 0.18388 | 0.10846 | 0.52119 | 0.52119 | 0.52119 | 0.52119 | 0.34681 | 0.41925 | 0.33731 | 0.41273
2012-09-30 03:00 | 0.1748 | 0.10398 | 0.18483 | 0.10913 | 0.52119 | 0.52119 | 0.52119 | 0.52119 | 0.34639 | 0.41721 | 0.33636 | 0.41206
2012-09-30 04:00 | 0.17568 | 0.10859 | 0.18777 | 0.10898 | 0.52119 | 0.52119 | 0.52119 | 0.52119 | 0.3455 | 0.4126 | 0.33342 | 0.41221
2012-09-30 05:00 | 0.17922 | 0.11212 | 0.1911 | 0.10885 | 0.52119 | 0.52119 | 0.52119 | 0.52119 | 0.34197 | 0.40906 | 0.33008 | 0.41234
2012-09-30 06:00 | 0.19397 | 0.12806 | 0.19287 | 0.11442 | 0.52119 | 0.52119 | 0.52119 | 0.52119 | 0.32722 | 0.39313 | 0.32832 | 0.40677
2012-09-30 07:00 | 0.20793 | 0.16395 | 0.19464 | 0.11383 | 0.52119 | 0.52119 | 0.52119 | 0.52119 | 0.31326 | 0.35723 | 0.32655 | 0.40736
2012-09-30 08:00 | 0.22824 | 0.21135 | 0.19735 | 0.11659 | 0.52119 | 0.52119 | 0.52119 | 0.52119 | 0.29295 | 0.30984 | 0.32384 | 0.4046
2012-09-30 09:00 | 0.23361 | 0.22472 | 0.19432 | 0.11532 | 0.52119 | 0.52119 | 0.52119 | 0.52119 | 0.28758 | 0.29647 | 0.32686 | 0.40587
2012-09-30 10:00 | 0.23648 | 0.22558 | 0.1896 | 0.11719 | 0.52119 | 0.52119 | 0.52119 | 0.52119 | 0.2847 | 0.2956 | 0.33159 | 0.404
2012-09-30 11:00 | 0.23789 | 0.23367 | 0.19207 | 0.11808 | 0.52119 | 0.52119 | 0.52119 | 0.52119 | 0.2833 | 0.28751 | 0.32911 | 0.40311
2012-09-30 12:00 | 0.23513 | 0.23086 | 0.18993 | 0.11642 | 0.52119 | 0.52119 | 0.52119 | 0.52119 | 0.28606 | 0.29033 | 0.33126 | 0.40477
2012-09-30 13:00 | 0.23178 | 0.22103 | 0.19449 | 0.11525 | 0.52119 | 0.52119 | 0.52119 | 0.52119 | 0.28941 | 0.30016 | 0.3267 | 0.40593
2012-09-30 14:00 | 0.23147 | 0.2143 | 0.19096 | 0.11389 | 0.52119 | 0.52119 | 0.52119 | 0.52119 | 0.28972 | 0.30689 | 0.33022 | 0.4073
2012-09-30 15:00 | 0.22611 | 0.18822 | 0.18501 | 0.11412 | 0.52119 | 0.52119 | 0.52119 | 0.52119 | 0.29508 | 0.33297 | 0.33618 | 0.40707
2012-09-30 16:00 | 0.22101 | 0.17181 | 0.18523 | 0.11053 | 0.52119 | 0.52119 | 0.52119 | 0.52119 | 0.30018 | 0.34938 | 0.33596 | 0.41065
2012-09-30 17:00 | 0.21444 | 0.15922 | 0.18906 | 0.10676 | 0.52119 | 0.52119 | 0.52119 | 0.52119 | 0.30675 | 0.36197 | 0.33213 | 0.41443
2012-09-30 18:00 | 0.20932 | 0.15147 | 0.19057 | 0.10477 | 0.52119 | 0.52119 | 0.52119 | 0.52119 | 0.31187 | 0.36972 | 0.33062 | 0.41642
2012-09-30 19:00 | 0.19923 | 0.14088 | 0.19439 | 0.10385 | 0.52119 | 0.52119 | 0.52119 | 0.52119 | 0.32195 | 0.38031 | 0.3268 | 0.41733
2012-09-30 20:00 | 0.19696 | 0.13437 | 0.19181 | 0.10425 | 0.52119 | 0.52119 | 0.52119 | 0.52119 | 0.32423 | 0.38682 | 0.32938 | 0.41694
2012-09-30 21:00 | 0.1923 | 0.13001 | 0.19229 | 0.10657 | 0.52119 | 0.52119 | 0.52119 | 0.52119 | 0.32888 | 0.39118 | 0.32889 | 0.41462
2012-09-30 22:00 | 0.18947 | 0.12438 | 0.19086 | 0.10492 | 0.52119 | 0.52119 | 0.52119 | 0.52119 | 0.33171 | 0.39681 | 0.33033 | 0.41627
2012-09-30 23:00 | 0.18911 | 0.11098 | 0.1886 | 0.10534 | 0.52119 | 0.52119 | 0.52119 | 0.52119 | 0.33208 | 0.41021 | 0.33259 | 0.41585
2012-10-01 | 0.17749 | 0.10317 | 0.17848 | 0.20449 | 0.52119 | 0.52119 | 0.52119 | 0.52119 | 0.3437 | 0.41802 | 0.34271 | 0.3167
2012-10-01 01:00 | 0.17674 | 0.09857 | 0.18594 | 0.2047 | 0.52119 | 0.52119 | 0.52119 | 0.52119 | 0.34445 | 0.42262 | 0.33525 | 0.31649
2012-10-01 02:00 | 0.17262 | 0.10062 | 0.19148 | 0.20439 | 0.52119 | 0.52119 | 0.52119 | 0.52119 | 0.34857 | 0.42056 | 0.32971 | 0.3168
2012-10-01 03:00 | 0.18223 | 0.10179 | 0.19629 | 0.20582 | 0.52119 | 0.52119 | 0.52119 | 0.52119 | 0.33895 | 0.4194 | 0.3249 | 0.31537
2012-10-01 04:00 | 0.20168 | 0.12631 | 0.18598 | 0.23424 | 0.52119 | 0.52119 | 0.52119 | 0.52119 | 0.31951 | 0.39488 | 0.3352 | 0.28694
2012-10-01 05:00 | 0.22777 | 0.14665 | 0.20173 | 0.24137 | 0.52119 | 0.52119 | 0.52119 | 0.52119 | 0.29341 | 0.37454 | 0.31946 | 0.27981
2012-10-01 06:00 | 0.26553 | 0.22969 | 0.20704 | 0.23421 | 0.52119 | 0.52119 | 0.52119 | 0.52119 | 0.25566 | 0.29149 | 0.31415 | 0.28698
2012-10-01 07:00 | 0.28878 | 0.29997 | 0.20432 | 0.21895 | 0.52119 | 0.52119 | 0.52119 | 0.52119 | 0.23241 | 0.22122 | 0.31687 | 0.30224
2012-10-01 08:00 | 0.30382 | 0.32144 | 0.20501 | 0.21988 | 0.52119 | 0.52119 | 0.52119 | 0.52119 | 0.21736 | 0.19975 | 0.31618 | 0.3013
2012-10-01 09:00 | 0.29841 | 0.31421 | 0.20506 | 0.21761 | 0.52119 | 0.52119 | 0.52119 | 0.52119 | 0.22278 | 0.20698 | 0.31613 | 0.30358
2012-10-01 10:00 | 0.29608 | 0.31054 | 0.20228 | 0.21632 | 0.52119 | 0.52119 | 0.52119 | 0.52119 | 0.22511 | 0.21065 | 0.3189 | 0.30487
2012-10-01 11:00 | 0.29329 | 0.31273 | 0.20291 | 0.21503 | 0.52119 | 0.52119 | 0.52119 | 0.52119 | 0.22789 | 0.20845 | 0.31828 | 0.30616
2012-10-01 12:00 | 0.29371 | 0.30936 | 0.2054 | 0.21616 | 0.52119 | 0.52119 | 0.52119 | 0.52119 | 0.22748 | 0.21183 | 0.31579 | 0.30502
2012-10-01 13:00 | 0.29308 | 0.30836 | 0.20671 | 0.21786 | 0.52119 | 0.52119 | 0.52119 | 0.52119 | 0.2281 | 0.21282 | 0.31448 | 0.30333
2012-10-01 14:00 | 0.29403 | 0.30627 | 0.20426 | 0.21634 | 0.52119 | 0.52119 | 0.52119 | 0.52119 | 0.22715 | 0.21491 | 0.31693 | 0.30485
2012-10-01 15:00 | 0.29131 | 0.30097 | 0.19982 | 0.21133 | 0.52119 | 0.52119 | 0.52119 | 0.52119 | 0.22988 | 0.22022 | 0.32137 | 0.30986
2012-10-01 16:00 | 0.28996 | 0.29977 | 0.1978 | 0.2091 | 0.52119 | 0.52119 | 0.52119 | 0.52119 | 0.23123 | 0.22142 | 0.32339 | 0.31209
2012-10-01 17:00 | 0.28253 | 0.28421 | 0.19831 | 0.21169 | 0.52119 | 0.52119 | 0.52119 | 0.52119 | 0.23866 | 0.23698 | 0.32288 | 0.3095
2012-10-01 18:00 | 0.25069 | 0.25206 | 0.19724 | 0.21062 | 0.52119 | 0.52119 | 0.52119 | 0.52119 | 0.2705 | 0.26912 | 0.32395 | 0.31057
2012-10-01 19:00 | 0.22857 | 0.20602 | 0.19738 | 0.20775 | 0.52119 | 0.52119 | 0.52119 | 0.52119 | 0.29262 | 0.31517 | 0.3238 | 0.31344
2012-10-01 20:00 | 0.21318 | 0.18512 | 0.19694 | 0.21194 | 0.52119 | 0.52119 | 0.52119 | 0.52119 | 0.30801 | 0.33607 | 0.32425 | 0.30925
2012-10-01 21:00 | 0.20017 | 0.17607 | 0.19405 | 0.21083 | 0.52119 | 0.52119 | 0.52119 | 0.52119 | 0.32102 | 0.34512 | 0.32714 | 0.31036
2012-10-01 22:00 | 0.18887 | 0.13995 | 0.19293 | 0.20692 | 0.52119 | 0.52119 | 0.52119 | 0.52119 | 0.33232 | 0.38124 | 0.32825 | 0.31427
2012-10-01 23:00 | 0.18105 | 0.11028 | 0.18516 | 0.20379 | 0.52119 | 0.52119 | 0.52119 | 0.52119 | 0.34014 | 0.4109 | 0.33602 | 0.3174
2012-10-02 | 0.17766 | 0.10328 | 0.17884 | 0.20531 | 0.52119 | 0.52119 | 0.52119 | 0.52119 | 0.34353 | 0.41791 | 0.34234 | 0.31588
2012-10-02 01:00 | 0.17813 | 0.098739 | 0.17982 | 0.20597 | 0.52119 | 0.52119 | 0.52119 | 0.52119 | 0.34306 | 0.42245 | 0.34136 | 0.31522
2012-10-02 02:00 | 0.17349 | 0.10073 | 0.18266 | 0.20739 | 0.52119 | 0.52119 | 0.52119 | 0.52119 | 0.3477 | 0.42046 | 0.33853 | 0.3138
2012-10-02 03:00 | 0.18319 | 0.10192 | 0.18861 | 0.20808 | 0.52119 | 0.52119 | 0.52119 | 0.52119 | 0.338 | 0.41927 | 0.33258 | 0.31311
2012-10-02 04:00 | 0.20231 | 0.12633 | 0.1906 | 0.23495 | 0.52119 | 0.52119 | 0.52119 | 0.52119 | 0.31888 | 0.39486 | 0.33059 | 0.28624
2012-10-02 05:00 | 0.22869 | 0.14637 | 0.19348 | 0.24275 | 0.52119 | 0.52119 | 0.52119 | 0.52119 | 0.2925 | 0.37481 | 0.32771 | 0.27844
2012-10-02 06:00 | 0.26741 | 0.2297 | 0.19917 | 0.22536 | 0.52119 | 0.52119 | 0.52119 | 0.52119 | 0.25378 | 0.29149 | 0.32202 | 0.29583
2012-10-02 07:00 | 0.29387 | 0.29941 | 0.19943 | 0.22483 | 0.52119 | 0.52119 | 0.52119 | 0.52119 | 0.22731 | 0.22177 | 0.32176 | 0.29636
2012-10-02 08:00 | 0.30451 | 0.32298 | 0.20424 | 0.22449 | 0.52119 | 0.52119 | 0.52119 | 0.52119 | 0.21668 | 0.19821 | 0.31695 | 0.29669
2012-10-02 09:00 | 0.29983 | 0.3162 | 0.20305 | 0.22149 | 0.52119 | 0.52119 | 0.52119 | 0.52119 | 0.22136 | 0.20499 | 0.31814 | 0.29969
2012-10-02 10:00 | 0.29812 | 0.3117 | 0.19702 | 0.21985 | 0.52119 | 0.52119 | 0.52119 | 0.52119 | 0.22307 | 0.20949 | 0.32417 | 0.30133
2012-10-02 11:00 | 0.2954 | 0.31196 | 0.19778 | 0.21707 | 0.52119 | 0.52119 | 0.52119 | 0.52119 | 0.22578 | 0.20923 | 0.32341 | 0.30412
2012-10-02 12:00 | 0.29464 | 0.30881 | 0.19771 | 0.21815 | 0.52119 | 0.52119 | 0.52119 | 0.52119 | 0.22654 | 0.21238 | 0.32347 | 0.30303
2012-10-02 13:00 | 0.29353 | 0.30845 | 0.18968 | 0.21751 | 0.52119 | 0.52119 | 0.52119 | 0.52119 | 0.22766 | 0.21274 | 0.33151 | 0.30368
2012-10-02 14:00 | 0.29342 | 0.3082 | 0.19233 | 0.21655 | 0.52119 | 0.52119 | 0.52119 | 0.52119 | 0.22777 | 0.21299 | 0.32886 | 0.30464
2012-10-02 15:00 | 0.29059 | 0.30328 | 0.19323 | 0.2135 | 0.52119 | 0.52119 | 0.52119 | 0.52119 | 0.2306 | 0.21791 | 0.32795 | 0.30769
2012-10-02 16:00 | 0.28906 | 0.30269 | 0.19597 | 0.21262 | 0.52119 | 0.52119 | 0.52119 | 0.52119 | 0.23213 | 0.2185 | 0.32522 | 0.30856
2012-10-02 17:00 | 0.28342 | 0.28684 | 0.19778 | 0.21303 | 0.52119 | 0.52119 | 0.52119 | 0.52119 | 0.23776 | 0.23435 | 0.32341 | 0.30816
2012-10-02 18:00 | 0.25089 | 0.25193 | 0.20014 | 0.20875 | 0.52119 | 0.52119 | 0.52119 | 0.52119 | 0.27029 | 0.26926 | 0.32105 | 0.31244
2012-10-02 19:00 | 0.22877 | 0.20481 | 0.19982 | 0.20734 | 0.52119 | 0.52119 | 0.52119 | 0.52119 | 0.29242 | 0.31638 | 0.32136 | 0.31385
2012-10-02 20:00 | 0.21343 | 0.18628 | 0.19756 | 0.20988 | 0.52119 | 0.52119 | 0.52119 | 0.52119 | 0.30776 | 0.33491 | 0.32363 | 0.3113
2012-10-02 21:00 | 0.20014 | 0.17691 | 0.19568 | 0.20955 | 0.52119 | 0.52119 | 0.52119 | 0.52119 | 0.32105 | 0.34428 | 0.32551 | 0.31163
2012-10-02 22:00 | 0.18883 | 0.14088 | 0.19312 | 0.20671 | 0.52119 | 0.52119 | 0.52119 | 0.52119 | 0.33236 | 0.38031 | 0.32807 | 0.31448
2012-10-02 23:00 | 0.18091 | 0.1098 | 0.18721 | 0.20501 | 0.52119 | 0.52119 | 0.52119 | 0.52119 | 0.34027 | 0.41138 | 0.33398 | 0.31618
2012-10-03 | 0.17791 | 0.10351 | 0.18067 | 0.20607 | 0.52119 | 0.52119 | 0.52119 | 0.52119 | 0.34328 | 0.41767 | 0.34052 | 0.31511
2012-10-03 01:00 | 0.17843 | 0.099065 | 0.17944 | 0.20678 | 0.52119 | 0.52119 | 0.52119 | 0.52119 | 0.34276 | 0.42212 | 0.34174 | 0.31441
2012-10-03 02:00 | 0.17426 | 0.10085 | 0.18218 | 0.20836 | 0.52119 | 0.52119 | 0.52119 | 0.52119 | 0.34693 | 0.42033 | 0.33901 | 0.31283
2012-10-03 03:00 | 0.18409 | 0.10205 | 0.18799 | 0.20966 | 0.52119 | 0.52119 | 0.52119 | 0.52119 | 0.33709 | 0.41914 | 0.3332 | 0.31153
2012-10-03 04:00 | 0.20335 | 0.12604 | 0.19124 | 0.21998 | 0.52119 | 0.52119 | 0.52119 | 0.52119 | 0.31784 | 0.39515 | 0.32995 | 0.30121
2012-10-03 05:00 | 0.22997 | 0.1465 | 0.19372 | 0.22415 | 0.52119 | 0.52119 | 0.52119 | 0.52119 | 0.29121 | 0.37469 | 0.32747 | 0.29704
2012-10-03 06:00 | 0.26818 | 0.23032 | 0.19884 | 0.22342 | 0.52119 | 0.52119 | 0.52119 | 0.52119 | 0.25301 | 0.29087 | 0.32234 | 0.29776
2012-10-03 07:00 | 0.29276 | 0.29898 | 0.1994 | 0.22509 | 0.52119 | 0.52119 | 0.52119 | 0.52119 | 0.22843 | 0.22221 | 0.32179 | 0.2961
2012-10-03 08:00 | 0.30208 | 0.32391 | 0.20039 | 0.22515 | 0.52119 | 0.52119 | 0.52119 | 0.52119 | 0.21911 | 0.19728 | 0.3208 | 0.29604
2012-10-03 09:00 | 0.29822 | 0.31697 | 0.19921 | 0.22253 | 0.52119 | 0.52119 | 0.52119 | 0.52119 | 0.22297 | 0.20422 | 0.32198 | 0.29866
2012-10-03 10:00 | 0.29614 | 0.31135 | 0.1957 | 0.22062 | 0.52119 | 0.52119 | 0.52119 | 0.52119 | 0.22505 | 0.20984 | 0.32549 | 0.30056
2012-10-03 11:00 | 0.29288 | 0.31292 | 0.19451 | 0.21883 | 0.52119 | 0.52119 | 0.52119 | 0.52119 | 0.2283 | 0.20827 | 0.32668 | 0.30236
2012-10-03 12:00 | 0.29362 | 0.30974 | 0.19399 | 0.21849 | 0.52119 | 0.52119 | 0.52119 | 0.52119 | 0.22756 | 0.21145 | 0.32719 | 0.3027
2012-10-03 13:00 | 0.29313 | 0.30924 | 0.18849 | 0.21747 | 0.52119 | 0.52119 | 0.52119 | 0.52119 | 0.22806 | 0.21195 | 0.3327 | 0.30372
2012-10-03 14:00 | 0.29155 | 0.30974 | 0.19299 | 0.21625 | 0.52119 | 0.52119 | 0.52119 | 0.52119 | 0.22964 | 0.21145 | 0.3282 | 0.30494
2012-10-03 15:00 | 0.28842 | 0.30453 | 0.19445 | 0.21398 | 0.52119 | 0.52119 | 0.52119 | 0.52119 | 0.23277 | 0.21666 | 0.32674 | 0.30721
2012-10-03 16:00 | 0.28711 | 0.30341 | 0.19621 | 0.21284 | 0.52119 | 0.52119 | 0.52119 | 0.52119 | 0.23408 | 0.21778 | 0.32498 | 0.30835
2012-10-03 17:00 | 0.28259 | 0.28632 | 0.1969 | 0.21304 | 0.52119 | 0.52119 | 0.52119 | 0.52119 | 0.2386 | 0.23487 | 0.32428 | 0.30815
2012-10-03 18:00 | 0.25079 | 0.25109 | 0.20013 | 0.2088 | 0.52119 | 0.52119 | 0.52119 | 0.52119 | 0.2704 | 0.2701 | 0.32106 | 0.31239
2012-10-03 19:00 | 0.22862 | 0.2039 | 0.19924 | 0.20732 | 0.52119 | 0.52119 | 0.52119 | 0.52119 | 0.29257 | 0.31728 | 0.32194 | 0.31387
2012-10-03 20:00 | 0.21306 | 0.18641 | 0.19641 | 0.21032 | 0.52119 | 0.52119 | 0.52119 | 0.52119 | 0.30813 | 0.33477 | 0.32478 | 0.31087
2012-10-03 21:00 | 0.19984 | 0.17725 | 0.19448 | 0.20997 | 0.52119 | 0.52119 | 0.52119 | 0.52119 | 0.32135 | 0.34394 | 0.32671 | 0.31122
2012-10-03 22:00 | 0.1886 | 0.14123 | 0.19236 | 0.20698 | 0.52119 | 0.52119 | 0.52119 | 0.52119 | 0.33259 | 0.37996 | 0.32883 | 0.31421
2012-10-03 23:00 | 0.18089 | 0.10999 | 0.18569 | 0.20516 | 0.52119 | 0.52119 | 0.52119 | 0.52119 | 0.34029 | 0.4112 | 0.33549 | 0.31603
2012-10-04 | 0.17788 | 0.10369 | 0.17831 | 0.20624 | 0.52119 | 0.52119 | 0.52119 | 0.52119 | 0.34331 | 0.4175 | 0.34288 | 0.31495
2012-10-04 01:00 | 0.1779 | 0.099176 | 0.17846 | 0.20692 | 0.52119 | 0.52119 | 0.52119 | 0.52119 | 0.34329 | 0.42201 | 0.34273 | 0.31427
2012-10-04 02:00 | 0.17219 | 0.1009 | 0.18151 | 0.20816 | 0.52119 | 0.52119 | 0.52119 | 0.52119 | 0.349 | 0.42029 | 0.33968 | 0.31303
2012-10-04 03:00 | 0.182 | 0.10207 | 0.18746 | 0.20886 | 0.52119 | 0.52119 | 0.52119 | 0.52119 | 0.33919 | 0.41912 | 0.33373 | 0.31233
2012-10-04 04:00 | 0.20213 | 0.12598 | 0.18963 | 0.23102 | 0.52119 | 0.52119 | 0.52119 | 0.52119 | 0.31906 | 0.39521 | 0.33155 | 0.29017
2012-10-04 05:00 | 0.22819 | 0.14703 | 0.19244 | 0.24293 | 0.52119 | 0.52119 | 0.52119 | 0.52119 | 0.29299 | 0.37415 | 0.32874 | 0.27826
2012-10-04 06:00 | 0.26504 | 0.23157 | 0.19936 | 0.22561 | 0.52119 | 0.52119 | 0.52119 | 0.52119 | 0.25615 | 0.28962 | 0.32183 | 0.29558
2012-10-04 07:00 | 0.29034 | 0.29843 | 0.19936 | 0.22505 | 0.52119 | 0.52119 | 0.52119 | 0.52119 | 0.23085 | 0.22276 | 0.32183 | 0.29613
2012-10-04 08:00 | 0.30216 | 0.32325 | 0.20571 | 0.22449 | 0.52119 | 0.52119 | 0.52119 | 0.52119 | 0.21903 | 0.19794 | 0.31548 | 0.2967
2012-10-04 09:00 | 0.29667 | 0.31327 | 0.20628 | 0.21931 | 0.52119 | 0.52119 | 0.52119 | 0.52119 | 0.22452 | 0.20792 | 0.3149 | 0.30188
2012-10-04 10:00 | 0.29451 | 0.30926 | 0.20209 | 0.21749 | 0.52119 | 0.52119 | 0.52119 | 0.52119 | 0.22668 | 0.21193 | 0.3191 | 0.3037
2012-10-04 11:00 | 0.29181 | 0.31155 | 0.20193 | 0.21592 | 0.52119 | 0.52119 | 0.52119 | 0.52119 | 0.22938 | 0.20964 | 0.31926 | 0.30527
2012-10-04 12:00 | 0.29336 | 0.30837 | 0.2039 | 0.21702 | 0.52119 | 0.52119 | 0.52119 | 0.52119 | 0.22783 | 0.21282 | 0.31729 | 0.30417
2012-10-04 13:00 | 0.29307 | 0.3068 | 0.19926 | 0.21811 | 0.52119 | 0.52119 | 0.52119 | 0.52119 | 0.22811 | 0.21439 | 0.32193 | 0.30308
2012-10-04 14:00 | 0.29119 | 0.30707 | 0.19711 | 0.21684 | 0.52119 | 0.52119 | 0.52119 | 0.52119 | 0.23 | 0.21412 | 0.32408 | 0.30435
2012-10-04 15:00 | 0.28788 | 0.30202 | 0.19313 | 0.21189 | 0.52119 | 0.52119 | 0.52119 | 0.52119 | 0.2333 | 0.21917 | 0.32805 | 0.3093
2012-10-04 16:00 | 0.28707 | 0.30083 | 0.19296 | 0.20948 | 0.52119 | 0.52119 | 0.52119 | 0.52119 | 0.23411 | 0.22036 | 0.32823 | 0.31171
2012-10-04 17:00 | 0.28255 | 0.28476 | 0.19442 | 0.2136 | 0.52119 | 0.52119 | 0.52119 | 0.52119 | 0.23864 | 0.23643 | 0.32676 | 0.30759
2012-10-04 18:00 | 0.25129 | 0.24934 | 0.19706 | 0.21034 | 0.52119 | 0.52119 | 0.52119 | 0.52119 | 0.2699 | 0.27184 | 0.32413 | 0.31084
2012-10-04 19:00 | 0.22853 | 0.20326 | 0.19738 | 0.20689 | 0.52119 | 0.52119 | 0.52119 | 0.52119 | 0.29265 | 0.31792 | 0.32381 | 0.31429
2012-10-04 20:00 | 0.21318 | 0.18619 | 0.19545 | 0.21076 | 0.52119 | 0.52119 | 0.52119 | 0.52119 | 0.30801 | 0.335 | 0.32574 | 0.31043
2012-10-04 21:00 | 0.19999 | 0.17715 | 0.19416 | 0.20998 | 0.52119 | 0.52119 | 0.52119 | 0.52119 | 0.3212 | 0.34404 | 0.32703 | 0.31121
2012-10-04 22:00 | 0.18877 | 0.14124 | 0.19316 | 0.2065 | 0.52119 | 0.52119 | 0.52119 | 0.52119 | 0.33242 | 0.37995 | 0.32802 | 0.31469
2012-10-04 23:00 | 0.18092 | 0.11007 | 0.1875 | 0.20502 | 0.52119 | 0.52119 | 0.52119 | 0.52119 | 0.34027 | 0.41111 | 0.33369 | 0.31616
2012-10-05 | 0.17777 | 0.10375 | 0.18117 | 0.20631 | 0.52119 | 0.52119 | 0.52119 | 0.52119 | 0.34342 | 0.41743 | 0.34002 | 0.31488
2012-10-05 01:00 | 0.17804 | 0.099249 | 0.17953 | 0.20698 | 0.52119 | 0.52119 | 0.52119 | 0.52119 | 0.34314 | 0.42194 | 0.34165 | 0.31421
2012-10-05 02:00 | 0.17307 | 0.10094 | 0.18224 | 0.20851 | 0.52119 | 0.52119 | 0.52119 | 0.52119 | 0.34811 | 0.42025 | 0.33895 | 0.31268
2012-10-05 03:00 | 0.18265 | 0.10212 | 0.18785 | 0.20978 | 0.52119 | 0.52119 | 0.52119 | 0.52119 | 0.33854 | 0.41906 | 0.33334 | 0.31141
2012-10-05 04:00 | 0.20255 | 0.12603 | 0.19085 | 0.22114 | 0.52119 | 0.52119 | 0.52119 | 0.52119 | 0.31864 | 0.39516 | 0.33034 | 0.30004
2012-10-05 05:00 | 0.22901 | 0.14673 | 0.19269 | 0.22995 | 0.52119 | 0.52119 | 0.52119 | 0.52119 | 0.29218 | 0.37445 | 0.3285 | 0.29124
2012-10-05 06:00 | 0.26634 | 0.23123 | 0.19908 | 0.22346 | 0.52119 | 0.52119 | 0.52119 | 0.52119 | 0.25484 | 0.28996 | 0.32211 | 0.29773
2012-10-05 07:00 | 0.29248 | 0.29879 | 0.19982 | 0.22511 | 0.52119 | 0.52119 | 0.52119 | 0.52119 | 0.22871 | 0.2224 | 0.32137 | 0.29608
2012-10-05 08:00 | 0.30269 | 0.32428 | 0.19888 | 0.22534 | 0.52119 | 0.52119 | 0.52119 | 0.52119 | 0.2185 | 0.1969 | 0.32231 | 0.29584
2012-10-05 09:00 | 0.29741 | 0.31514 | 0.19936 | 0.22255 | 0.52119 | 0.52119 | 0.52119 | 0.52119 | 0.22378 | 0.20605 | 0.32182 | 0.29864
2012-10-05 10:00 | 0.29572 | 0.31127 | 0.19334 | 0.222 | 0.52119 | 0.52119 | 0.52119 | 0.52119 | 0.22547 | 0.20992 | 0.32785 | 0.29919
2012-10-05 11:00 | 0.29262 | 0.31305 | 0.19315 | 0.21999 | 0.52119 | 0.52119 | 0.52119 | 0.52119 | 0.22857 | 0.20814 | 0.32804 | 0.3012
2012-10-05 12:00 | 0.2938 | 0.30967 | 0.19305 | 0.21859 | 0.52119 | 0.52119 | 0.52119 | 0.52119 | 0.22739 | 0.21152 | 0.32814 | 0.3026
2012-10-05 13:00 | 0.29318 | 0.30912 | 0.18855 | 0.21747 | 0.52119 | 0.52119 | 0.52119 | 0.52119 | 0.22801 | 0.21206 | 0.33264 | 0.30372
2012-10-05 14:00 | 0.29245 | 0.30942 | 0.19258 | 0.21634 | 0.52119 | 0.52119 | 0.52119 | 0.52119 | 0.22874 | 0.21177 | 0.32861 | 0.30485
2012-10-05 15:00 | 0.28982 | 0.30452 | 0.19469 | 0.21401 | 0.52119 | 0.52119 | 0.52119 | 0.52119 | 0.23137 | 0.21667 | 0.3265 | 0.30718
2012-10-05 16:00 | 0.2886 | 0.30339 | 0.19679 | 0.21284 | 0.52119 | 0.52119 | 0.52119 | 0.52119 | 0.23259 | 0.2178 | 0.3244 | 0.30835
2012-10-05 17:00 | 0.28303 | 0.28687 | 0.19824 | 0.21272 | 0.52119 | 0.52119 | 0.52119 | 0.52119 | 0.23816 | 0.23432 | 0.32295 | 0.30847
2012-10-05 18:00 | 0.25117 | 0.25224 | 0.20071 | 0.20868 | 0.52119 | 0.52119 | 0.52119 | 0.52119 | 0.27002 | 0.26894 | 0.32048 | 0.31251
2012-10-05 19:00 | 0.22905 | 0.20515 | 0.20151 | 0.20751 | 0.52119 | 0.52119 | 0.52119 | 0.52119 | 0.29214 | 0.31604 | 0.31968 | 0.31368
2012-10-05 20:00 | 0.21323 | 0.18686 | 0.19902 | 0.20929 | 0.52119 | 0.52119 | 0.52119 | 0.52119 | 0.30796 | 0.33432 | 0.32217 | 0.3119
2012-10-05 21:00 | 0.19969 | 0.17733 | 0.19754 | 0.20889 | 0.52119 | 0.52119 | 0.52119 | 0.52119 | 0.3215 | 0.34386 | 0.32365 | 0.3123
2012-10-05 22:00 | 0.18856 | 0.14128 | 0.19517 | 0.206 | 0.52119 | 0.52119 | 0.52119 | 0.52119 | 0.33263 | 0.37991 | 0.32602 | 0.31519
2012-10-05 23:00 | 0.17862 | 0.1101 | 0.1889 | 0.20477 | 0.52119 | 0.52119 | 0.52119 | 0.52119 | 0.34257 | 0.41109 | 0.33229 | 0.31641
2012-10-06 | 0.17599 | 0.109 | 0.18976 | 0.20968 | 0.52119 | 0.52119 | 0.52119 | 0.52119 | 0.3452 | 0.41219 | 0.33143 | 0.31151
2012-10-06 01:00 | 0.17421 | 0.10414 | 0.18491 | 0.20958 | 0.52119 | 0.52119 | 0.52119 | 0.52119 | 0.34698 | 0.41705 | 0.33628 | 0.31161
2012-10-06 02:00 | 0.17566 | 0.10308 | 0.18431 | 0.2086 | 0.52119 | 0.52119 | 0.52119 | 0.52119 | 0.34552 | 0.4181 | 0.33688 | 0.31259
2012-10-06 03:00 | 0.17607 | 0.10526 | 0.18554 | 0.20994 | 0.52119 | 0.52119 | 0.52119 | 0.52119 | 0.34512 | 0.41593 | 0.33565 | 0.31124
2012-10-06 04:00 | 0.17703 | 0.1098 | 0.18979 | 0.2093 | 0.52119 | 0.52119 | 0.52119 | 0.52119 | 0.34416 | 0.41139 | 0.3314 | 0.31188
2012-10-06 05:00 | 0.18005 | 0.11318 | 0.19404 | 0.20992 | 0.52119 | 0.52119 | 0.52119 | 0.52119 | 0.34114 | 0.40801 | 0.32715 | 0.31126
2012-10-06 06:00 | 0.19496 | 0.12863 | 0.19594 | 0.21511 | 0.52119 | 0.52119 | 0.52119 | 0.52119 | 0.32622 | 0.39255 | 0.32525 | 0.30608
2012-10-06 07:00 | 0.20701 | 0.16329 | 0.19592 | 0.21366 | 0.52119 | 0.52119 | 0.52119 | 0.52119 | 0.31417 | 0.3579 | 0.32527 | 0.30753
2012-10-06 08:00 | 0.22809 | 0.2132 | 0.19836 | 0.217 | 0.52119 | 0.52119 | 0.52119 | 0.52119 | 0.2931 | 0.30799 | 0.32283 | 0.30419
2012-10-06 09:00 | 0.23627 | 0.22759 | 0.1989 | 0.21645 | 0.52119 | 0.52119 | 0.52119 | 0.52119 | 0.28492 | 0.2936 | 0.32229 | 0.30474
2012-10-06 10:00 | 0.23843 | 0.2276 | 0.19477 | 0.21716 | 0.52119 | 0.52119 | 0.52119 | 0.52119 | 0.28276 | 0.29359 | 0.32642 | 0.30403
2012-10-06 11:00 | 0.24056 | 0.23414 | 0.19805 | 0.21926 | 0.52119 | 0.52119 | 0.52119 | 0.52119 | 0.28063 | 0.28705 | 0.32314 | 0.30193
2012-10-06 12:00 | 0.23956 | 0.22979 | 0.19658 | 0.21718 | 0.52119 | 0.52119 | 0.52119 | 0.52119 | 0.28162 | 0.2914 | 0.32461 | 0.30401
2012-10-06 13:00 | 0.23928 | 0.21995 | 0.1929 | 0.21373 | 0.52119 | 0.52119 | 0.52119 | 0.52119 | 0.2819 | 0.30124 | 0.32829 | 0.30746
2012-10-06 14:00 | 0.23481 | 0.21342 | 0.19529 | 0.20998 | 0.52119 | 0.52119 | 0.52119 | 0.52119 | 0.28637 | 0.30777 | 0.3259 | 0.31121
2012-10-06 15:00 | 0.22797 | 0.18713 | 0.19232 | 0.20942 | 0.52119 | 0.52119 | 0.52119 | 0.52119 | 0.29322 | 0.33406 | 0.32886 | 0.31177
2012-10-06 16:00 | 0.22286 | 0.17198 | 0.19468 | 0.20994 | 0.52119 | 0.52119 | 0.52119 | 0.52119 | 0.29833 | 0.34921 | 0.3265 | 0.31125
2012-10-06 17:00 | 0.21524 | 0.16066 | 0.19583 | 0.20814 | 0.52119 | 0.52119 | 0.52119 | 0.52119 | 0.30595 | 0.36052 | 0.32536 | 0.31304
2012-10-06 18:00 | 0.20935 | 0.15338 | 0.19811 | 0.20314 | 0.52119 | 0.52119 | 0.52119 | 0.52119 | 0.31184 | 0.36781 | 0.32308 | 0.31805
2012-10-06 19:00 | 0.19923 | 0.14254 | 0.19544 | 0.20302 | 0.52119 | 0.52119 | 0.52119 | 0.52119 | 0.32195 | 0.37865 | 0.32574 | 0.31817
2012-10-06 20:00 | 0.19771 | 0.13562 | 0.19182 | 0.20592 | 0.52119 | 0.52119 | 0.52119 | 0.52119 | 0.32348 | 0.38556 | 0.32937 | 0.31527
2012-10-06 21:00 | 0.19225 | 0.13135 | 0.19528 | 0.20597 | 0.52119 | 0.52119 | 0.52119 | 0.52119 | 0.32894 | 0.38984 | 0.32591 | 0.31522
2012-10-06 22:00 | 0.18969 | 0.12609 | 0.19352 | 0.20731 | 0.52119 | 0.52119 | 0.52119 | 0.52119 | 0.33149 | 0.3951 | 0.32767 | 0.31388
2012-10-06 23:00 | 0.19012 | 0.11223 | 0.19253 | 0.20827 | 0.52119 | 0.52119 | 0.52119 | 0.52119 | 0.33107 | 0.40896 | 0.32866 | 0.31292
2012-10-07 | 0.17418 | 0.10917 | 0.18536 | 0.20732 | 0.52119 | 0.52119 | 0.52119 | 0.52119 | 0.34701 | 0.41202 | 0.33583 | 0.31387
2012-10-07 01:00 | 0.17325 | 0.10423 | 0.18071 | 0.20819 | 0.52119 | 0.52119 | 0.52119 | 0.52119 | 0.34794 | 0.41696 | 0.34047 | 0.313
2012-10-07 02:00 | 0.17529 | 0.10344 | 0.1797 | 0.20758 | 0.52119 | 0.52119 | 0.52119 | 0.52119 | 0.3459 | 0.41775 | 0.34148 | 0.31361
2012-10-07 03:00 | 0.17625 | 0.10579 | 0.17982 | 0.20846 | 0.52119 | 0.52119 | 0.52119 | 0.52119 | 0.34494 | 0.4154 | 0.34137 | 0.31273
2012-10-07 04:00 | 0.1773 | 0.11051 | 0.18457 | 0.20855 | 0.52119 | 0.52119 | 0.52119 | 0.52119 | 0.34389 | 0.41068 | 0.33662 | 0.31263
2012-10-07 05:00 | 0.18044 | 0.11383 | 0.189 | 0.21018 | 0.52119 | 0.52119 | 0.52119 | 0.52119 | 0.34075 | 0.40736 | 0.33219 | 0.31101
2012-10-07 06:00 | 0.19479 | 0.12933 | 0.1931 | 0.21175 | 0.52119 | 0.52119 | 0.52119 | 0.52119 | 0.3264 | 0.39186 | 0.32808 | 0.30944
2012-10-07 07:00 | 0.20905 | 0.16537 | 0.19582 | 0.21203 | 0.52119 | 0.52119 | 0.52119 | 0.52119 | 0.31214 | 0.35582 | 0.32537 | 0.30916
2012-10-07 08:00 | 0.22972 | 0.21317 | 0.19898 | 0.21475 | 0.52119 | 0.52119 | 0.52119 | 0.52119 | 0.29147 | 0.30802 | 0.3222 | 0.30644
2012-10-07 09:00 | 0.23848 | 0.23116 | 0.19935 | 0.21761 | 0.52119 | 0.52119 | 0.52119 | 0.52119 | 0.28271 | 0.29003 | 0.32184 | 0.30357
2012-10-07 10:00 | 0.24226 | 0.23115 | 0.19506 | 0.21625 | 0.52119 | 0.52119 | 0.52119 | 0.52119 | 0.27892 | 0.29004 | 0.32613 | 0.30494
2012-10-07 11:00 | 0.24377 | 0.23517 | 0.19807 | 0.21827 | 0.52119 | 0.52119 | 0.52119 | 0.52119 | 0.27742 | 0.28602 | 0.32312 | 0.30292
2012-10-07 12:00 | 0.24385 | 0.23198 | 0.19666 | 0.21654 | 0.52119 | 0.52119 | 0.52119 | 0.52119 | 0.27734 | 0.28921 | 0.32453 | 0.30465
2012-10-07 13:00 | 0.24195 | 0.22229 | 0.19254 | 0.21346 | 0.52119 | 0.52119 | 0.52119 | 0.52119 | 0.27924 | 0.2989 | 0.32865 | 0.30773
2012-10-07 14:00 | 0.23489 | 0.21613 | 0.19459 | 0.20953 | 0.52119 | 0.52119 | 0.52119 | 0.52119 | 0.2863 | 0.30506 | 0.3266 | 0.31166
2012-10-07 15:00 | 0.22779 | 0.18932 | 0.19179 | 0.20902 | 0.52119 | 0.52119 | 0.52119 | 0.52119 | 0.2934 | 0.33187 | 0.3294 | 0.31217
2012-10-07 16:00 | 0.22263 | 0.17329 | 0.19295 | 0.20918 | 0.52119 | 0.52119 | 0.52119 | 0.52119 | 0.29855 | 0.3479 | 0.32823 | 0.31201
2012-10-07 17:00 | 0.21439 | 0.16063 | 0.19547 | 0.20752 | 0.52119 | 0.52119 | 0.52119 | 0.52119 | 0.3068 | 0.36056 | 0.32572 | 0.31367
2012-10-07 18:00 | 0.20902 | 0.15315 | 0.19607 | 0.20265 | 0.52119 | 0.52119 | 0.52119 | 0.52119 | 0.31217 | 0.36804 | 0.32512 | 0.31854
2012-10-07 19:00 | 0.19902 | 0.14227 | 0.1953 | 0.20144 | 0.52119 | 0.52119 | 0.52119 | 0.52119 | 0.32217 | 0.37892 | 0.32589 | 0.31975
2012-10-07 20:00 | 0.19777 | 0.13534 | 0.19311 | 0.20474 | 0.52119 | 0.52119 | 0.52119 | 0.52119 | 0.32342 | 0.38585 | 0.32808 | 0.31645
2012-10-07 21:00 | 0.19266 | 0.13098 | 0.19599 | 0.2044 | 0.52119 | 0.52119 | 0.52119 | 0.52119 | 0.32853 | 0.39021 | 0.3252 | 0.31679
2012-10-07 22:00 | 0.18996 | 0.1258 | 0.19363 | 0.20646 | 0.52119 | 0.52119 | 0.52119 | 0.52119 | 0.33123 | 0.39539 | 0.32755 | 0.31473
2012-10-07 23:00 | 0.18975 | 0.11267 | 0.19334 | 0.20646 | 0.52119 | 0.52119 | 0.52119 | 0.52119 | 0.33144 | 0.40852 | 0.32785 | 0.31473
2012-10-08 | 0.17429 | 0.10949 | 0.18591 | 0.2073 | 0.52119 | 0.52119 | 0.52119 | 0.52119 | 0.3469 | 0.4117 | 0.33528 | 0.31389
2012-10-08 01:00 | 0.17344 | 0.10452 | 0.18174 | 0.20893 | 0.52119 | 0.52119 | 0.52119 | 0.52119 | 0.34775 | 0.41666 | 0.33944 | 0.31225
2012-10-08 02:00 | 0.17568 | 0.10382 | 0.18107 | 0.20774 | 0.52119 | 0.52119 | 0.52119 | 0.52119 | 0.34551 | 0.41737 | 0.34012 | 0.31345
2012-10-08 03:00 | 0.17658 | 0.10575 | 0.18202 | 0.20918 | 0.52119 | 0.52119 | 0.52119 | 0.52119 | 0.34461 | 0.41544 | 0.33917 | 0.312
2012-10-08 04:00 | 0.17764 | 0.11053 | 0.18739 | 0.20848 | 0.52119 | 0.52119 | 0.52119 | 0.52119 | 0.34355 | 0.41065 | 0.3338 | 0.3127
2012-10-08 05:00 | 0.18103 | 0.11377 | 0.19329 | 0.20897 | 0.52119 | 0.52119 | 0.52119 | 0.52119 | 0.34015 | 0.40742 | 0.3279 | 0.31222
2012-10-08 06:00 | 0.1948 | 0.12912 | 0.19726 | 0.21401 | 0.52119 | 0.52119 | 0.52119 | 0.52119 | 0.32639 | 0.39206 | 0.32393 | 0.30718
2012-10-08 07:00 | 0.20956 | 0.1648 | 0.19802 | 0.2135 | 0.52119 | 0.52119 | 0.52119 | 0.52119 | 0.31162 | 0.35639 | 0.32317 | 0.30769
2012-10-08 08:00 | 0.22854 | 0.21246 | 0.20578 | 0.21589 | 0.52119 | 0.52119 | 0.52119 | 0.52119 | 0.29264 | 0.30873 | 0.31541 | 0.3053
2012-10-08 09:00 | 0.23765 | 0.23055 | 0.20075 | 0.21484 | 0.52119 | 0.52119 | 0.52119 | 0.52119 | 0.28354 | 0.29064 | 0.32044 | 0.30634
2012-10-08 10:00 | 0.2419 | 0.23233 | 0.19584 | 0.2176 | 0.52119 | 0.52119 | 0.52119 | 0.52119 | 0.27929 | 0.28885 | 0.32535 | 0.30359
2012-10-08 11:00 | 0.24443 | 0.23559 | 0.19681 | 0.22063 | 0.52119 | 0.52119 | 0.52119 | 0.52119 | 0.27676 | 0.2856 | 0.32437 | 0.30056
2012-10-08 12:00 | 0.24344 | 0.23134 | 0.19376 | 0.21714 | 0.52119 | 0.52119 | 0.52119 | 0.52119 | 0.27775 | 0.28985 | 0.32742 | 0.30404
2012-10-08 13:00 | 0.2403 | 0.22151 | 0.19841 | 0.21286 | 0.52119 | 0.52119 | 0.52119 | 0.52119 | 0.28089 | 0.29968 | 0.32278 | 0.30833
2012-10-08 14:00 | 0.23325 | 0.21476 | 0.19505 | 0.20926 | 0.52119 | 0.52119 | 0.52119 | 0.52119 | 0.28793 | 0.30642 | 0.32614 | 0.31193
2012-10-08 15:00 | 0.22702 | 0.18829 | 0.19103 | 0.20735 | 0.52119 | 0.52119 | 0.52119 | 0.52119 | 0.29417 | 0.33289 | 0.33016 | 0.31384
2012-10-08 16:00 | 0.22179 | 0.17189 | 0.19203 | 0.20766 | 0.52119 | 0.52119 | 0.52119 | 0.52119 | 0.2994 | 0.3493 | 0.32916 | 0.31353
2012-10-08 17:00 | 0.21365 | 0.15906 | 0.19542 | 0.20432 | 0.52119 | 0.52119 | 0.52119 | 0.52119 | 0.30754 | 0.36213 | 0.32577 | 0.31687
2012-10-08 18:00 | 0.20861 | 0.15167 | 0.19532 | 0.20126 | 0.52119 | 0.52119 | 0.52119 | 0.52119 | 0.31257 | 0.36952 | 0.32587 | 0.31992
2012-10-08 19:00 | 0.19833 | 0.14108 | 0.19676 | 0.20112 | 0.52119 | 0.52119 | 0.52119 | 0.52119 | 0.32286 | 0.38011 | 0.32443 | 0.32007
2012-10-08 20:00 | 0.19732 | 0.13463 | 0.1953 | 0.20368 | 0.52119 | 0.52119 | 0.52119 | 0.52119 | 0.32387 | 0.38656 | 0.32589 | 0.31751
2012-10-08 21:00 | 0.19265 | 0.13037 | 0.19595 | 0.20496 | 0.52119 | 0.52119 | 0.52119 | 0.52119 | 0.32854 | 0.39081 | 0.32524 | 0.31623
2012-10-08 22:00 | 0.19046 | 0.12502 | 0.19437 | 0.20612 | 0.52119 | 0.52119 | 0.52119 | 0.52119 | 0.33073 | 0.39617 | 0.32682 | 0.31506
2012-10-08 23:00 | 0.19008 | 0.11297 | 0.19398 | 0.20816 | 0.52119 | 0.52119 | 0.52119 | 0.52119 | 0.33111 | 0.40821 | 0.32721 | 0.31303
2012-10-09 | 0.17756 | 0.10372 | 0.17867 | 0.20504 | 0.52119 | 0.52119 | 0.52119 | 0.52119 | 0.34363 | 0.41747 | 0.34252 | 0.31615
2012-10-09 01:00 | 0.17786 | 0.099216 | 0.17999 | 0.20565 | 0.52119 | 0.52119 | 0.52119 | 0.52119 | 0.34332 | 0.42197 | 0.3412 | 0.31553
2012-10-09 02:00 | 0.17445 | 0.10092 | 0.18335 | 0.20673 | 0.52119 | 0.52119 | 0.52119 | 0.52119 | 0.34673 | 0.42027 | 0.33784 | 0.31446
2012-10-09 03:00 | 0.18516 | 0.10211 | 0.18917 | 0.20767 | 0.52119 | 0.52119 | 0.52119 | 0.52119 | 0.33603 | 0.41908 | 0.33202 | 0.31352
2012-10-09 04:00 | 0.20363 | 0.12612 | 0.19103 | 0.23007 | 0.52119 | 0.52119 | 0.52119 | 0.52119 | 0.31756 | 0.39506 | 0.33016 | 0.29112
2012-10-09 05:00 | 0.22981 | 0.14646 | 0.19433 | 0.23982 | 0.52119 | 0.52119 | 0.52119 | 0.52119 | 0.29138 | 0.37472 | 0.32686 | 0.28137
2012-10-09 06:00 | 0.26958 | 0.23077 | 0.19974 | 0.22466 | 0.52119 | 0.52119 | 0.52119 | 0.52119 | 0.25161 | 0.29042 | 0.32145 | 0.29653
2012-10-09 07:00 | 0.29289 | 0.30203 | 0.19975 | 0.22406 | 0.52119 | 0.52119 | 0.52119 | 0.52119 | 0.2283 | 0.21916 | 0.32143 | 0.29713
2012-10-09 08:00 | 0.30327 | 0.32208 | 0.20956 | 0.22208 | 0.52119 | 0.52119 | 0.52119 | 0.52119 | 0.21791 | 0.19911 | 0.31162 | 0.29911
2012-10-09 09:00 | 0.29966 | 0.31828 | 0.20944 | 0.21801 | 0.52119 | 0.52119 | 0.52119 | 0.52119 | 0.22153 | 0.20291 | 0.31175 | 0.30318
2012-10-09 10:00 | 0.29833 | 0.31373 | 0.20585 | 0.21701 | 0.52119 | 0.52119 | 0.52119 | 0.52119 | 0.22286 | 0.20746 | 0.31534 | 0.30418
2012-10-09 11:00 | 0.29626 | 0.31281 | 0.20471 | 0.21554 | 0.52119 | 0.52119 | 0.52119 | 0.52119 | 0.22493 | 0.20838 | 0.31647 | 0.30565
2012-10-09 12:00 | 0.29448 | 0.3091 | 0.20584 | 0.2165 | 0.52119 | 0.52119 | 0.52119 | 0.52119 | 0.22671 | 0.21209 | 0.31535 | 0.30469
2012-10-09 13:00 | 0.2936 | 0.30805 | 0.20566 | 0.2179 | 0.52119 | 0.52119 | 0.52119 | 0.52119 | 0.22759 | 0.21313 | 0.31553 | 0.30329
2012-10-09 14:00 | 0.29449 | 0.30667 | 0.20228 | 0.21658 | 0.52119 | 0.52119 | 0.52119 | 0.52119 | 0.2267 | 0.21452 | 0.31891 | 0.30461
2012-10-09 15:00 | 0.29189 | 0.30174 | 0.19713 | 0.21159 | 0.52119 | 0.52119 | 0.52119 | 0.52119 | 0.2293 | 0.21945 | 0.32406 | 0.30959
2012-10-09 16:00 | 0.29022 | 0.30076 | 0.19731 | 0.20896 | 0.52119 | 0.52119 | 0.52119 | 0.52119 | 0.23097 | 0.22042 | 0.32387 | 0.31223
2012-10-09 17:00 | 0.28297 | 0.2854 | 0.19859 | 0.21305 | 0.52119 | 0.52119 | 0.52119 | 0.52119 | 0.23822 | 0.23579 | 0.3226 | 0.30814
2012-10-09 18:00 | 0.25112 | 0.25413 | 0.19967 | 0.2086 | 0.52119 | 0.52119 | 0.52119 | 0.52119 | 0.27007 | 0.26706 | 0.32152 | 0.31259
2012-10-09 19:00 | 0.22894 | 0.20774 | 0.20098 | 0.20717 | 0.52119 | 0.52119 | 0.52119 | 0.52119 | 0.29225 | 0.31345 | 0.3202 | 0.31401
2012-10-09 20:00 | 0.21345 | 0.18655 | 0.2009 | 0.2085 | 0.52119 | 0.52119 | 0.52119 | 0.52119 | 0.30774 | 0.33464 | 0.32029 | 0.31269
2012-10-09 21:00 | 0.20031 | 0.17675 | 0.20057 | 0.20767 | 0.52119 | 0.52119 | 0.52119 | 0.52119 | 0.32088 | 0.34444 | 0.32062 | 0.31352
2012-10-09 22:00 | 0.18898 | 0.14045 | 0.19777 | 0.20455 | 0.52119 | 0.52119 | 0.52119 | 0.52119 | 0.33221 | 0.38074 | 0.32342 | 0.31664
2012-10-09 23:00 | 0.17901 | 0.10987 | 0.1916 | 0.20339 | 0.52119 | 0.52119 | 0.52119 | 0.52119 | 0.34218 | 0.41132 | 0.32958 | 0.3178
2012-10-10 | 0.1777 | 0.10341 | 0.18489 | 0.205 | 0.52119 | 0.52119 | 0.52119 | 0.52119 | 0.34349 | 0.41778 | 0.3363 | 0.31618
2012-10-10 01:00 | 0.17841 | 0.099024 | 0.18338 | 0.20589 | 0.52119 | 0.52119 | 0.52119 | 0.52119 | 0.34278 | 0.42216 | 0.33781 | 0.3153
2012-10-10 02:00 | 0.17351 | 0.10088 | 0.18596 | 0.20748 | 0.52119 | 0.52119 | 0.52119 | 0.52119 | 0.34768 | 0.42031 | 0.33522 | 0.31371
2012-10-10 03:00 | 0.18303 | 0.10212 | 0.1914 | 0.20865 | 0.52119 | 0.52119 | 0.52119 | 0.52119 | 0.33816 | 0.41907 | 0.32979 | 0.31254
2012-10-10 04:00 | 0.20228 | 0.12631 | 0.19295 | 0.21102 | 0.52119 | 0.52119 | 0.52119 | 0.52119 | 0.31891 | 0.39488 | 0.32824 | 0.31017
2012-10-10 05:00 | 0.22865 | 0.14668 | 0.19593 | 0.21567 | 0.52119 | 0.52119 | 0.52119 | 0.52119 | 0.29254 | 0.37451 | 0.32526 | 0.30552
2012-10-10 06:00 | 0.26731 | 0.2309 | 0.2034 | 0.21999 | 0.52119 | 0.52119 | 0.52119 | 0.52119 | 0.25387 | 0.29029 | 0.31779 | 0.3012
2012-10-10 07:00 | 0.29469 | 0.30187 | 0.20345 | 0.22222 | 0.52119 | 0.52119 | 0.52119 | 0.52119 | 0.2265 | 0.21932 | 0.31774 | 0.29897
2012-10-10 08:00 | 0.30446 | 0.32643 | 0.20135 | 0.22334 | 0.52119 | 0.52119 | 0.52119 | 0.52119 | 0.21672 | 0.19476 | 0.31984 | 0.29785
2012-10-10 09:00 | 0.29847 | 0.31973 | 0.2012 | 0.22294 | 0.52119 | 0.52119 | 0.52119 | 0.52119 | 0.22272 | 0.20146 | 0.31999 | 0.29825
2012-10-10 10:00 | 0.29649 | 0.31379 | 0.19907 | 0.22349 | 0.52119 | 0.52119 | 0.52119 | 0.52119 | 0.2247 | 0.2074 | 0.32212 | 0.2977
2012-10-10 11:00 | 0.29379 | 0.31545 | 0.19922 | 0.22256 | 0.52119 | 0.52119 | 0.52119 | 0.52119 | 0.2274 | 0.20574 | 0.32197 | 0.29862
2012-10-10 12:00 | 0.29364 | 0.31188 | 0.19713 | 0.21928 | 0.52119 | 0.52119 | 0.52119 | 0.52119 | 0.22755 | 0.20931 | 0.32406 | 0.30191
2012-10-10 13:00 | 0.29327 | 0.3126 | 0.19886 | 0.21755 | 0.52119 | 0.52119 | 0.52119 | 0.52119 | 0.22792 | 0.20859 | 0.32233 | 0.30363
2012-10-10 14:00 | 0.29397 | 0.31182 | 0.20158 | 0.21627 | 0.52119 | 0.52119 | 0.52119 | 0.52119 | 0.22722 | 0.20936 | 0.31961 | 0.30492
2012-10-10 15:00 | 0.29146 | 0.30661 | 0.20217 | 0.2145 | 0.52119 | 0.52119 | 0.52119 | 0.52119 | 0.22973 | 0.21458 | 0.31902 | 0.30669
2012-10-10 16:00 | 0.28929 | 0.30505 | 0.20318 | 0.21317 | 0.52119 | 0.52119 | 0.52119 | 0.52119 | 0.2319 | 0.21613 | 0.31801 | 0.30801
2012-10-10 17:00 | 0.28271 | 0.28825 | 0.20501 | 0.21201 | 0.52119 | 0.52119 | 0.52119 | 0.52119 | 0.23848 | 0.23293 | 0.31618 | 0.30918
2012-10-10 18:00 | 0.25113 | 0.25509 | 0.20604 | 0.20827 | 0.52119 | 0.52119 | 0.52119 | 0.52119 | 0.27006 | 0.2661 | 0.31515 | 0.31292
2012-10-10 19:00 | 0.22911 | 0.20729 | 0.20692 | 0.20675 | 0.52119 | 0.52119 | 0.52119 | 0.52119 | 0.29208 | 0.31389 | 0.31427 | 0.31443
2012-10-10 20:00 | 0.21345 | 0.18729 | 0.20428 | 0.20742 | 0.52119 | 0.52119 | 0.52119 | 0.52119 | 0.30774 | 0.3339 | 0.31691 | 0.31377
2012-10-10 21:00 | 0.20012 | 0.17736 | 0.20231 | 0.20692 | 0.52119 | 0.52119 | 0.52119 | 0.52119 | 0.32106 | 0.34383 | 0.31888 | 0.31427
2012-10-10 22:00 | 0.18896 | 0.14114 | 0.19878 | 0.204 | 0.52119 | 0.52119 | 0.52119 | 0.52119 | 0.33222 | 0.38005 | 0.32241 | 0.31719
2012-10-10 23:00 | 0.17877 | 0.11029 | 0.19257 | 0.20262 | 0.52119 | 0.52119 | 0.52119 | 0.52119 | 0.34241 | 0.4109 | 0.32862 | 0.31857
2012-10-11 | 0.17795 | 0.10379 | 0.18449 | 0.20529 | 0.52119 | 0.52119 | 0.52119 | 0.52119 | 0.34324 | 0.4174 | 0.3367 | 0.3159
2012-10-11 01:00 | 0.17847 | 0.099327 | 0.18334 | 0.20582 | 0.52119 | 0.52119 | 0.52119 | 0.52119 | 0.34272 | 0.42186 | 0.33785 | 0.31537
2012-10-11 02:00 | 0.17368 | 0.10102 | 0.18542 | 0.20745 | 0.52119 | 0.52119 | 0.52119 | 0.52119 | 0.34751 | 0.42017 | 0.33577 | 0.31373
2012-10-11 03:00 | 0.18323 | 0.10223 | 0.19044 | 0.20862 | 0.52119 | 0.52119 | 0.52119 | 0.52119 | 0.33796 | 0.41896 | 0.33075 | 0.31256
2012-10-11 04:00 | 0.20282 | 0.12644 | 0.19205 | 0.21091 | 0.52119 | 0.52119 | 0.52119 | 0.52119 | 0.31837 | 0.39475 | 0.32914 | 0.31028
2012-10-11 05:00 | 0.22921 | 0.14676 | 0.19533 | 0.21592 | 0.52119 | 0.52119 | 0.52119 | 0.52119 | 0.29198 | 0.37443 | 0.32586 | 0.30527
2012-10-11 06:00 | 0.26708 | 0.23062 | 0.20275 | 0.22047 | 0.52119 | 0.52119 | 0.52119 | 0.52119 | 0.25411 | 0.29057 | 0.31844 | 0.30072
2012-10-11 07:00 | 0.29442 | 0.30063 | 0.20286 | 0.22331 | 0.52119 | 0.52119 | 0.52119 | 0.52119 | 0.22677 | 0.22056 | 0.31833 | 0.29787
2012-10-11 08:00 | 0.3042 | 0.32555 | 0.19789 | 0.22476 | 0.52119 | 0.52119 | 0.52119 | 0.52119 | 0.21699 | 0.19564 | 0.3233 | 0.29643
2012-10-11 09:00 | 0.29826 | 0.31701 | 0.19635 | 0.2236 | 0.52119 | 0.52119 | 0.52119 | 0.52119 | 0.22293 | 0.20418 | 0.32484 | 0.29759
2012-10-11 10:00 | 0.29518 | 0.31184 | 0.19395 | 0.22327 | 0.52119 | 0.52119 | 0.52119 | 0.52119 | 0.22601 | 0.20934 | 0.32723 | 0.29792
2012-10-11 11:00 | 0.29176 | 0.31369 | 0.19377 | 0.22129 | 0.52119 | 0.52119 | 0.52119 | 0.52119 | 0.22942 | 0.20749 | 0.32742 | 0.2999
2012-10-11 12:00 | 0.29357 | 0.31021 | 0.19324 | 0.21902 | 0.52119 | 0.52119 | 0.52119 | 0.52119 | 0.22762 | 0.21098 | 0.32794 | 0.30217
2012-10-11 13:00 | 0.29361 | 0.31096 | 0.19231 | 0.21739 | 0.52119 | 0.52119 | 0.52119 | 0.52119 | 0.22758 | 0.21022 | 0.32888 | 0.3038
2012-10-11 14:00 | 0.29396 | 0.31085 | 0.19703 | 0.21616 | 0.52119 | 0.52119 | 0.52119 | 0.52119 | 0.22723 | 0.21034 | 0.32415 | 0.30503
2012-10-11 15:00 | 0.29141 | 0.30569 | 0.19796 | 0.21444 | 0.52119 | 0.52119 | 0.52119 | 0.52119 | 0.22978 | 0.2155 | 0.32323 | 0.30675
2012-10-11 16:00 | 0.2899 | 0.30439 | 0.20086 | 0.21336 | 0.52119 | 0.52119 | 0.52119 | 0.52119 | 0.23128 | 0.21679 | 0.32033 | 0.30783
2012-10-11 17:00 | 0.28345 | 0.28782 | 0.20199 | 0.21246 | 0.52119 | 0.52119 | 0.52119 | 0.52119 | 0.23774 | 0.23337 | 0.3192 | 0.30873
2012-10-11 18:00 | 0.25141 | 0.25436 | 0.20411 | 0.20827 | 0.52119 | 0.52119 | 0.52119 | 0.52119 | 0.26978 | 0.26683 | 0.31708 | 0.31292
2012-10-11 19:00 | 0.22919 | 0.20623 | 0.20447 | 0.20712 | 0.52119 | 0.52119 | 0.52119 | 0.52119 | 0.292 | 0.31495 | 0.31672 | 0.31407
2012-10-11 20:00 | 0.21331 | 0.18695 | 0.20154 | 0.20845 | 0.52119 | 0.52119 | 0.52119 | 0.52119 | 0.30788 | 0.33424 | 0.31964 | 0.31274
2012-10-11 21:00 | 0.19979 | 0.17711 | 0.19947 | 0.20817 | 0.52119 | 0.52119 | 0.52119 | 0.52119 | 0.3214 | 0.34408 | 0.32172 | 0.31302
2012-10-11 22:00 | 0.18875 | 0.14111 | 0.19703 | 0.20513 | 0.52119 | 0.52119 | 0.52119 | 0.52119 | 0.33244 | 0.38008 | 0.32416 | 0.31606
2012-10-11 23:00 | 0.1788 | 0.11019 | 0.19033 | 0.20418 | 0.52119 | 0.52119 | 0.52119 | 0.52119 | 0.34239 | 0.411 | 0.33086 | 0.31701
2012-10-12 | 0.17801 | 0.10388 | 0.18414 | 0.20576 | 0.52119 | 0.52119 | 0.52119 | 0.52119 | 0.34317 | 0.41731 | 0.33705 | 0.31543
2012-10-12 01:00 | 0.17853 | 0.099419 | 0.18282 | 0.20633 | 0.52119 | 0.52119 | 0.52119 | 0.52119 | 0.34266 | 0.42177 | 0.33836 | 0.31486
2012-10-12 02:00 | 0.17287 | 0.10108 | 0.18524 | 0.20798 | 0.52119 | 0.52119 | 0.52119 | 0.52119 | 0.34832 | 0.42011 | 0.33594 | 0.31321
2012-10-12 03:00 | 0.18219 | 0.10229 | 0.19058 | 0.20933 | 0.52119 | 0.52119 | 0.52119 | 0.52119 | 0.339 | 0.4189 | 0.33061 | 0.31186
2012-10-12 04:00 | 0.20226 | 0.12647 | 0.19286 | 0.21306 | 0.52119 | 0.52119 | 0.52119 | 0.52119 | 0.31893 | 0.39471 | 0.32833 | 0.30813
2012-10-12 05:00 | 0.22871 | 0.14689 | 0.19524 | 0.21848 | 0.52119 | 0.52119 | 0.52119 | 0.52119 | 0.29248 | 0.3743 | 0.32595 | 0.30271
2012-10-12 06:00 | 0.26636 | 0.2317 | 0.2022 | 0.22108 | 0.52119 | 0.52119 | 0.52119 | 0.52119 | 0.25483 | 0.28949 | 0.31899 | 0.30011
2012-10-12 07:00 | 0.29323 | 0.30018 | 0.20238 | 0.22393 | 0.52119 | 0.52119 | 0.52119 | 0.52119 | 0.22796 | 0.22101 | 0.31881 | 0.29726
2012-10-12 08:00 | 0.30312 | 0.32594 | 0.19869 | 0.22459 | 0.52119 | 0.52119 | 0.52119 | 0.52119 | 0.21807 | 0.19524 | 0.32249 | 0.2966
2012-10-12 09:00 | 0.29794 | 0.31748 | 0.19688 | 0.22363 | 0.52119 | 0.52119 | 0.52119 | 0.52119 | 0.22325 | 0.20371 | 0.3243 | 0.29756
2012-10-12 10:00 | 0.29529 | 0.31183 | 0.19365 | 0.22333 | 0.52119 | 0.52119 | 0.52119 | 0.52119 | 0.22589 | 0.20936 | 0.32754 | 0.29786
2012-10-12 11:00 | 0.29247 | 0.31376 | 0.19376 | 0.22166 | 0.52119 | 0.52119 | 0.52119 | 0.52119 | 0.22872 | 0.20743 | 0.32743 | 0.29953
2012-10-12 12:00 | 0.29347 | 0.31046 | 0.19309 | 0.21914 | 0.52119 | 0.52119 | 0.52119 | 0.52119 | 0.22771 | 0.21073 | 0.3281 | 0.30205
2012-10-12 13:00 | 0.29313 | 0.3106 | 0.19099 | 0.21744 | 0.52119 | 0.52119 | 0.52119 | 0.52119 | 0.22806 | 0.21059 | 0.3302 | 0.30374
2012-10-12 14:00 | 0.29282 | 0.31079 | 0.19593 | 0.21625 | 0.52119 | 0.52119 | 0.52119 | 0.52119 | 0.22837 | 0.2104 | 0.32526 | 0.30493
2012-10-12 15:00 | 0.29094 | 0.30568 | 0.19759 | 0.21444 | 0.52119 | 0.52119 | 0.52119 | 0.52119 | 0.23025 | 0.21551 | 0.3236 | 0.30675
2012-10-12 16:00 | 0.28914 | 0.30425 | 0.1994 | 0.21326 | 0.52119 | 0.52119 | 0.52119 | 0.52119 | 0.23204 | 0.21694 | 0.32179 | 0.30792
2012-10-12 17:00 | 0.28251 | 0.28751 | 0.20088 | 0.21265 | 0.52119 | 0.52119 | 0.52119 | 0.52119 | 0.23868 | 0.23368 | 0.32031 | 0.30854
2012-10-12 18:00 | 0.25101 | 0.25417 | 0.20215 | 0.20841 | 0.52119 | 0.52119 | 0.52119 | 0.52119 | 0.27018 | 0.26702 | 0.31903 | 0.31278
2012-10-12 19:00 | 0.22893 | 0.2063 | 0.20265 | 0.20733 | 0.52119 | 0.52119 | 0.52119 | 0.52119 | 0.29226 | 0.31489 | 0.31854 | 0.31385
2012-10-12 20:00 | 0.21328 | 0.18707 | 0.19929 | 0.20918 | 0.52119 | 0.52119 | 0.52119 | 0.52119 | 0.30791 | 0.33412 | 0.3219 | 0.31201
2012-10-12 21:00 | 0.19994 | 0.17743 | 0.1974 | 0.20893 | 0.52119 | 0.52119 | 0.52119 | 0.52119 | 0.32125 | 0.34376 | 0.32379 | 0.31226
2012-10-12 22:00 | 0.18877 | 0.14137 | 0.19481 | 0.20606 | 0.52119 | 0.52119 | 0.52119 | 0.52119 | 0.33242 | 0.37981 | 0.32638 | 0.31513
2012-10-12 23:00 | 0.18094 | 0.11036 | 0.18902 | 0.20468 | 0.52119 | 0.52119 | 0.52119 | 0.52119 | 0.34025 | 0.41083 | 0.33217 | 0.31651
2012-10-13 | 0.17597 | 0.10909 | 0.19016 | 0.21018 | 0.52119 | 0.52119 | 0.52119 | 0.52119 | 0.34522 | 0.4121 | 0.33102 | 0.31101
2012-10-13 01:00 | 0.1741 | 0.10422 | 0.18672 | 0.20921 | 0.52119 | 0.52119 | 0.52119 | 0.52119 | 0.34709 | 0.41697 | 0.33447 | 0.31198
2012-10-13 02:00 | 0.1758 | 0.10327 | 0.18571 | 0.20775 | 0.52119 | 0.52119 | 0.52119 | 0.52119 | 0.34538 | 0.41792 | 0.33548 | 0.31344
2012-10-13 03:00 | 0.17653 | 0.10536 | 0.18755 | 0.21069 | 0.52119 | 0.52119 | 0.52119 | 0.52119 | 0.34466 | 0.41582 | 0.33364 | 0.3105
2012-10-13 04:00 | 0.17725 | 0.10986 | 0.191 | 0.20993 | 0.52119 | 0.52119 | 0.52119 | 0.52119 | 0.34394 | 0.41132 | 0.33019 | 0.31126
2012-10-13 05:00 | 0.18026 | 0.11347 | 0.1944 | 0.21011 | 0.52119 | 0.52119 | 0.52119 | 0.52119 | 0.34093 | 0.40771 | 0.32679 | 0.31108
2012-10-13 06:00 | 0.19533 | 0.12868 | 0.19679 | 0.21554 | 0.52119 | 0.52119 | 0.52119 | 0.52119 | 0.32586 | 0.39251 | 0.3244 | 0.30565
2012-10-13 07:00 | 0.20805 | 0.16406 | 0.19677 | 0.21395 | 0.52119 | 0.52119 | 0.52119 | 0.52119 | 0.31314 | 0.35713 | 0.32442 | 0.30724
2012-10-13 08:00 | 0.22882 | 0.21275 | 0.20007 | 0.21755 | 0.52119 | 0.52119 | 0.52119 | 0.52119 | 0.29236 | 0.30844 | 0.32112 | 0.30364
2012-10-13 09:00 | 0.23697 | 0.22876 | 0.19833 | 0.21588 | 0.52119 | 0.52119 | 0.52119 | 0.52119 | 0.28422 | 0.29242 | 0.32286 | 0.30531
2012-10-13 10:00 | 0.24037 | 0.22626 | 0.19257 | 0.21798 | 0.52119 | 0.52119 | 0.52119 | 0.52119 | 0.28082 | 0.29493 | 0.32862 | 0.30321
2012-10-13 11:00 | 0.24126 | 0.22866 | 0.19426 | 0.22118 | 0.52119 | 0.52119 | 0.52119 | 0.52119 | 0.27993 | 0.29253 | 0.32693 | 0.3
2012-10-13 12:00 | 0.24094 | 0.22587 | 0.19339 | 0.21795 | 0.52119 | 0.52119 | 0.52119 | 0.52119 | 0.28025 | 0.29532 | 0.3278 | 0.30324
2012-10-13 13:00 | 0.23977 | 0.21545 | 0.20021 | 0.21418 | 0.52119 | 0.52119 | 0.52119 | 0.52119 | 0.28142 | 0.30574 | 0.32098 | 0.30701
2012-10-13 14:00 | 0.2328 | 0.20868 | 0.19682 | 0.2105 | 0.52119 | 0.52119 | 0.52119 | 0.52119 | 0.28838 | 0.31251 | 0.32437 | 0.31069
2012-10-13 15:00 | 0.22691 | 0.1824 | 0.18967 | 0.20878 | 0.52119 | 0.52119 | 0.52119 | 0.52119 | 0.29428 | 0.33879 | 0.33152 | 0.3124
2012-10-13 16:00 | 0.22211 | 0.16864 | 0.19079 | 0.20845 | 0.52119 | 0.52119 | 0.52119 | 0.52119 | 0.29908 | 0.35255 | 0.3304 | 0.31274
2012-10-13 17:00 | 0.21515 | 0.15944 | 0.19525 | 0.20505 | 0.52119 | 0.52119 | 0.52119 | 0.52119 | 0.30604 | 0.36175 | 0.32594 | 0.31614
2012-10-13 18:00 | 0.20906 | 0.15241 | 0.19641 | 0.20164 | 0.52119 | 0.52119 | 0.52119 | 0.52119 | 0.31213 | 0.36877 | 0.32478 | 0.31955
2012-10-13 19:00 | 0.19842 | 0.1417 | 0.19843 | 0.20202 | 0.52119 | 0.52119 | 0.52119 | 0.52119 | 0.32277 | 0.37949 | 0.32276 | 0.31917
2012-10-13 20:00 | 0.19706 | 0.13507 | 0.19565 | 0.20465 | 0.52119 | 0.52119 | 0.52119 | 0.52119 | 0.32413 | 0.38612 | 0.32554 | 0.31653
2012-10-13 21:00 | 0.19168 | 0.13087 | 0.19556 | 0.20562 | 0.52119 | 0.52119 | 0.52119 | 0.52119 | 0.32951 | 0.39032 | 0.32563 | 0.31557
2012-10-13 22:00 | 0.18961 | 0.12539 | 0.19612 | 0.2069 | 0.52119 | 0.52119 | 0.52119 | 0.52119 | 0.33158 | 0.3958 | 0.32506 | 0.31429
2012-10-13 23:00 | 0.18954 | 0.1118 | 0.19451 | 0.20988 | 0.52119 | 0.52119 | 0.52119 | 0.52119 | 0.33165 | 0.40939 | 0.32668 | 0.31131
2012-10-14 | 0.17506 | 0.10871 | 0.18944 | 0.21196 | 0.52119 | 0.52119 | 0.52119 | 0.52119 | 0.34613 | 0.41247 | 0.33175 | 0.30923
2012-10-14 01:00 | 0.17288 | 0.10397 | 0.18656 | 0.2084 | 0.52119 | 0.52119 | 0.52119 | 0.52119 | 0.3483 | 0.41722 | 0.33462 | 0.31279
2012-10-14 02:00 | 0.1753 | 0.10312 | 0.18651 | 0.2081 | 0.52119 | 0.52119 | 0.52119 | 0.52119 | 0.34589 | 0.41807 | 0.33468 | 0.31309
2012-10-14 03:00 | 0.17649 | 0.1052 | 0.18766 | 0.21143 | 0.52119 | 0.52119 | 0.52119 | 0.52119 | 0.3447 | 0.41599 | 0.33353 | 0.30976
2012-10-14 04:00 | 0.177 | 0.10963 | 0.19163 | 0.21043 | 0.52119 | 0.52119 | 0.52119 | 0.52119 | 0.34419 | 0.41156 | 0.32956 | 0.31076
2012-10-14 05:00 | 0.1801 | 0.11336 | 0.19549 | 0.21062 | 0.52119 | 0.52119 | 0.52119 | 0.52119 | 0.34109 | 0.40783 | 0.3257 | 0.31057
2012-10-14 06:00 | 0.19489 | 0.12853 | 0.1978 | 0.21595 | 0.52119 | 0.52119 | 0.52119 | 0.52119 | 0.3263 | 0.39266 | 0.32339 | 0.30523
2012-10-14 07:00 | 0.20889 | 0.16457 | 0.19689 | 0.21421 | 0.52119 | 0.52119 | 0.52119 | 0.52119 | 0.3123 | 0.35662 | 0.3243 | 0.30698
2012-10-14 08:00 | 0.22862 | 0.2127 | 0.20372 | 0.21728 | 0.52119 | 0.52119 | 0.52119 | 0.52119 | 0.29257 | 0.30849 | 0.31747 | 0.30391
2012-10-14 09:00 | 0.23701 | 0.23106 | 0.19936 | 0.21585 | 0.52119 | 0.52119 | 0.52119 | 0.52119 | 0.28418 | 0.29013 | 0.32183 | 0.30534
2012-10-14 10:00 | 0.24104 | 0.22965 | 0.19362 | 0.21795 | 0.52119 | 0.52119 | 0.52119 | 0.52119 | 0.28015 | 0.29154 | 0.32757 | 0.30324
2012-10-14 11:00 | 0.24269 | 0.23063 | 0.19464 | 0.22165 | 0.52119 | 0.52119 | 0.52119 | 0.52119 | 0.27849 | 0.29056 | 0.32655 | 0.29953
2012-10-14 12:00 | 0.24256 | 0.22751 | 0.19243 | 0.21774 | 0.52119 | 0.52119 | 0.52119 | 0.52119 | 0.27863 | 0.29367 | 0.32876 | 0.30344
2012-10-14 13:00 | 0.24029 | 0.21716 | 0.19782 | 0.21344 | 0.52119 | 0.52119 | 0.52119 | 0.52119 | 0.2809 | 0.30403 | 0.32337 | 0.30775
2012-10-14 14:00 | 0.23326 | 0.21034 | 0.19461 | 0.21004 | 0.52119 | 0.52119 | 0.52119 | 0.52119 | 0.28793 | 0.31085 | 0.32657 | 0.31115
2012-10-14 15:00 | 0.22719 | 0.18436 | 0.19491 | 0.20657 | 0.52119 | 0.52119 | 0.52119 | 0.52119 | 0.294 | 0.33683 | 0.32628 | 0.31462
2012-10-14 16:00 | 0.22208 | 0.16925 | 0.2004 | 0.20745 | 0.52119 | 0.52119 | 0.52119 | 0.52119 | 0.29911 | 0.35194 | 0.32079 | 0.31374
2012-10-14 17:00 | 0.21435 | 0.15895 | 0.2021 | 0.20537 | 0.52119 | 0.52119 | 0.52119 | 0.52119 | 0.30684 | 0.36224 | 0.31909 | 0.31581
2012-10-14 18:00 | 0.20826 | 0.15191 | 0.2023 | 0.20204 | 0.52119 | 0.52119 | 0.52119 | 0.52119 | 0.31293 | 0.36928 | 0.31889 | 0.31915
2012-10-14 19:00 | 0.19809 | 0.14133 | 0.1975 | 0.20271 | 0.52119 | 0.52119 | 0.52119 | 0.52119 | 0.3231 | 0.37986 | 0.32368 | 0.31848
2012-10-14 20:00 | 0.19698 | 0.13485 | 0.19598 | 0.20512 | 0.52119 | 0.52119 | 0.52119 | 0.52119 | 0.32421 | 0.38634 | 0.32521 | 0.31607
2012-10-14 21:00 | 0.19206 | 0.13067 | 0.19512 | 0.2056 | 0.52119 | 0.52119 | 0.52119 | 0.52119 | 0.32913 | 0.39051 | 0.32607 | 0.31559
2012-10-14 22:00 | 0.19014 | 0.12506 | 0.19485 | 0.20699 | 0.52119 | 0.52119 | 0.52119 | 0.52119 | 0.33105 | 0.39613 | 0.32634 | 0.3142
2012-10-14 23:00 | 0.18994 | 0.11225 | 0.1946 | 0.21004 | 0.52119 | 0.52119 | 0.52119 | 0.52119 | 0.33125 | 0.40894 | 0.32659 | 0.31115
2012-10-15 | 0.17798 | 0.10398 | 0.17898 | 0.20612 | 0.52119 | 0.52119 | 0.52119 | 0.52119 | 0.34321 | 0.41721 | 0.34221 | 0.31507
2012-10-15 01:00 | 0.17836 | 0.099356 | 0.17899 | 0.2069 | 0.52119 | 0.52119 | 0.52119 | 0.52119 | 0.34283 | 0.42183 | 0.3422 | 0.31429
2012-10-15 02:00 | 0.17416 | 0.10098 | 0.18226 | 0.20849 | 0.52119 | 0.52119 | 0.52119 | 0.52119 | 0.34703 | 0.42021 | 0.33893 | 0.3127
2012-10-15 03:00 | 0.18423 | 0.10216 | 0.1882 | 0.20971 | 0.52119 | 0.52119 | 0.52119 | 0.52119 | 0.33696 | 0.41903 | 0.33299 | 0.31147
2012-10-15 04:00 | 0.20366 | 0.12613 | 0.19162 | 0.21873 | 0.52119 | 0.52119 | 0.52119 | 0.52119 | 0.31753 | 0.39506 | 0.32957 | 0.30246
2012-10-15 05:00 | 0.23023 | 0.14681 | 0.19378 | 0.22413 | 0.52119 | 0.52119 | 0.52119 | 0.52119 | 0.29096 | 0.37437 | 0.3274 | 0.29706
2012-10-15 06:00 | 0.26851 | 0.23159 | 0.20002 | 0.22229 | 0.52119 | 0.52119 | 0.52119 | 0.52119 | 0.25267 | 0.2896 | 0.32117 | 0.2989
2012-10-15 07:00 | 0.29371 | 0.30071 | 0.20112 | 0.22452 | 0.52119 | 0.52119 | 0.52119 | 0.52119 | 0.22748 | 0.22048 | 0.32007 | 0.29667
2012-10-15 08:00 | 0.30251 | 0.3248 | 0.19752 | 0.22511 | 0.52119 | 0.52119 | 0.52119 | 0.52119 | 0.21868 | 0.19639 | 0.32367 | 0.29608
2012-10-15 09:00 | 0.29973 | 0.32106 | 0.19669 | 0.22343 | 0.52119 | 0.52119 | 0.52119 | 0.52119 | 0.22146 | 0.20013 | 0.3245 | 0.29776
2012-10-15 10:00 | 0.29826 | 0.31577 | 0.19444 | 0.22173 | 0.52119 | 0.52119 | 0.52119 | 0.52119 | 0.22293 | 0.20542 | 0.32675 | 0.29946
2012-10-15 11:00 | 0.29625 | 0.31356 | 0.19404 | 0.21987 | 0.52119 | 0.52119 | 0.52119 | 0.52119 | 0.22494 | 0.20762 | 0.32714 | 0.30132
2012-10-15 12:00 | 0.29507 | 0.31065 | 0.19373 | 0.21897 | 0.52119 | 0.52119 | 0.52119 | 0.52119 | 0.22611 | 0.21053 | 0.32746 | 0.30222
2012-10-15 13:00 | 0.29408 | 0.30965 | 0.19156 | 0.21749 | 0.52119 | 0.52119 | 0.52119 | 0.52119 | 0.22711 | 0.21154 | 0.32963 | 0.3037
2012-10-15 14:00 | 0.29409 | 0.30952 | 0.19435 | 0.21635 | 0.52119 | 0.52119 | 0.52119 | 0.52119 | 0.2271 | 0.21167 | 0.32683 | 0.30484
2012-10-15 15:00 | 0.29168 | 0.30454 | 0.19635 | 0.21414 | 0.52119 | 0.52119 | 0.52119 | 0.52119 | 0.22951 | 0.21665 | 0.32484 | 0.30705
2012-10-15 16:00 | 0.28999 | 0.30404 | 0.19947 | 0.21311 | 0.52119 | 0.52119 | 0.52119 | 0.52119 | 0.2312 | 0.21715 | 0.32171 | 0.30808
2012-10-15 17:00 | 0.28328 | 0.28756 | 0.20098 | 0.21245 | 0.52119 | 0.52119 | 0.52119 | 0.52119 | 0.23791 | 0.23363 | 0.3202 | 0.30874
2012-10-15 18:00 | 0.25123 | 0.25445 | 0.20319 | 0.2083 | 0.52119 | 0.52119 | 0.52119 | 0.52119 | 0.26996 | 0.26674 | 0.318 | 0.31289
2012-10-15 19:00 | 0.22912 | 0.20688 | 0.20331 | 0.20719 | 0.52119 | 0.52119 | 0.52119 | 0.52119 | 0.29207 | 0.31431 | 0.31787 | 0.314
2012-10-15 20:00 | 0.21373 | 0.18709 | 0.20106 | 0.2086 | 0.52119 | 0.52119 | 0.52119 | 0.52119 | 0.30746 | 0.3341 | 0.32013 | 0.31259
2012-10-15 21:00 | 0.20028 | 0.17726 | 0.19906 | 0.20829 | 0.52119 | 0.52119 | 0.52119 | 0.52119 | 0.32091 | 0.34393 | 0.32213 | 0.3129
2012-10-15 22:00 | 0.18901 | 0.14116 | 0.19671 | 0.20517 | 0.52119 | 0.52119 | 0.52119 | 0.52119 | 0.33218 | 0.38003 | 0.32448 | 0.31602
2012-10-15 23:00 | 0.17879 | 0.1103 | 0.19038 | 0.20409 | 0.52119 | 0.52119 | 0.52119 | 0.52119 | 0.34239 | 0.41088 | 0.33081 | 0.3171
2012-10-16 | 0.178 | 0.10393 | 0.18416 | 0.2056 | 0.52119 | 0.52119 | 0.52119 | 0.52119 | 0.34319 | 0.41726 | 0.33702 | 0.31559
2012-10-16 01:00 | 0.17854 | 0.099427 | 0.18208 | 0.20623 | 0.52119 | 0.52119 | 0.52119 | 0.52119 | 0.34265 | 0.42176 | 0.33911 | 0.31496
2012-10-16 02:00 | 0.17477 | 0.10107 | 0.18515 | 0.20776 | 0.52119 | 0.52119 | 0.52119 | 0.52119 | 0.34642 | 0.42012 | 0.33604 | 0.31343
2012-10-16 03:00 | 0.18452 | 0.10228 | 0.1902 | 0.20925 | 0.52119 | 0.52119 | 0.52119 | 0.52119 | 0.33667 | 0.41891 | 0.33099 | 0.31194
2012-10-16 04:00 | 0.20367 | 0.12647 | 0.19285 | 0.21342 | 0.52119 | 0.52119 | 0.52119 | 0.52119 | 0.31752 | 0.39472 | 0.32834 | 0.30777
2012-10-16 05:00 | 0.23023 | 0.14688 | 0.19536 | 0.21834 | 0.52119 | 0.52119 | 0.52119 | 0.52119 | 0.29096 | 0.37431 | 0.32583 | 0.30285
2012-10-16 06:00 | 0.2688 | 0.23198 | 0.20179 | 0.22108 | 0.52119 | 0.52119 | 0.52119 | 0.52119 | 0.25238 | 0.28921 | 0.3194 | 0.30011
2012-10-16 07:00 | 0.29385 | 0.3011 | 0.20252 | 0.22367 | 0.52119 | 0.52119 | 0.52119 | 0.52119 | 0.22733 | 0.22009 | 0.31867 | 0.29752
2012-10-16 08:00 | 0.30303 | 0.32562 | 0.19819 | 0.2247 | 0.52119 | 0.52119 | 0.52119 | 0.52119 | 0.21816 | 0.19556 | 0.323 | 0.29649
2012-10-16 09:00 | 0.30024 | 0.32146 | 0.19622 | 0.2236 | 0.52119 | 0.52119 | 0.52119 | 0.52119 | 0.22095 | 0.19972 | 0.32497 | 0.29759
2012-10-16 10:00 | 0.29874 | 0.31556 | 0.19382 | 0.22283 | 0.52119 | 0.52119 | 0.52119 | 0.52119 | 0.22245 | 0.20563 | 0.32737 | 0.29836
2012-10-16 11:00 | 0.29657 | 0.31359 | 0.19405 | 0.22066 | 0.52119 | 0.52119 | 0.52119 | 0.52119 | 0.22462 | 0.2076 | 0.32714 | 0.30053
2012-10-16 12:00 | 0.29534 | 0.31022 | 0.19378 | 0.21884 | 0.52119 | 0.52119 | 0.52119 | 0.52119 | 0.22585 | 0.21096 | 0.32741 | 0.30234
2012-10-16 13:00 | 0.29423 | 0.30998 | 0.19177 | 0.21747 | 0.52119 | 0.52119 | 0.52119 | 0.52119 | 0.22696 | 0.2112 | 0.32942 | 0.30372
2012-10-16 14:00 | 0.29445 | 0.3095 | 0.19493 | 0.21631 | 0.52119 | 0.52119 | 0.52119 | 0.52119 | 0.22674 | 0.21169 | 0.32626 | 0.30487
2012-10-16 15:00 | 0.29201 | 0.30435 | 0.19625 | 0.21413 | 0.52119 | 0.52119 | 0.52119 | 0.52119 | 0.22917 | 0.21684 | 0.32494 | 0.30706
2012-10-16 16:00 | 0.29041 | 0.30375 | 0.19924 | 0.21298 | 0.52119 | 0.52119 | 0.52119 | 0.52119 | 0.23078 | 0.21744 | 0.32195 | 0.30821
2012-10-16 17:00 | 0.2835 | 0.28748 | 0.20083 | 0.21241 | 0.52119 | 0.52119 | 0.52119 | 0.52119 | 0.23769 | 0.23371 | 0.32036 | 0.30878
2012-10-16 18:00 | 0.25128 | 0.25421 | 0.20226 | 0.20836 | 0.52119 | 0.52119 | 0.52119 | 0.52119 | 0.26991 | 0.26698 | 0.31893 | 0.31283
2012-10-16 19:00 | 0.22896 | 0.20685 | 0.20267 | 0.20725 | 0.52119 | 0.52119 | 0.52119 | 0.52119 | 0.29222 | 0.31434 | 0.31851 | 0.31393
2012-10-16 20:00 | 0.21358 | 0.18684 | 0.20051 | 0.20871 | 0.52119 | 0.52119 | 0.52119 | 0.52119 | 0.3076 | 0.33435 | 0.32067 | 0.31248
2012-10-16 21:00 | 0.20037 | 0.17702 | 0.19924 | 0.20813 | 0.52119 | 0.52119 | 0.52119 | 0.52119 | 0.32081 | 0.34417 | 0.32195 | 0.31305
2012-10-16 22:00 | 0.18902 | 0.14067 | 0.1968 | 0.20487 | 0.52119 | 0.52119 | 0.52119 | 0.52119 | 0.33217 | 0.38052 | 0.32439 | 0.31632
2012-10-16 23:00 | 0.17876 | 0.1101 | 0.19083 | 0.20364 | 0.52119 | 0.52119 | 0.52119 | 0.52119 | 0.34243 | 0.41109 | 0.33036 | 0.31755
2012-10-17 | 0.17777 | 0.10367 | 0.18444 | 0.20509 | 0.52119 | 0.52119 | 0.52119 | 0.52119 | 0.34342 | 0.41752 | 0.33675 | 0.3161
2012-10-17 01:00 | 0.17832 | 0.099223 | 0.18281 | 0.20585 | 0.52119 | 0.52119 | 0.52119 | 0.52119 | 0.34287 | 0.42196 | 0.33838 | 0.31534
2012-10-17 02:00 | 0.17544 | 0.10094 | 0.18515 | 0.20756 | 0.52119 | 0.52119 | 0.52119 | 0.52119 | 0.34574 | 0.42025 | 0.33604 | 0.31363
2012-10-17 03:00 | 0.18585 | 0.10213 | 0.19077 | 0.20878 | 0.52119 | 0.52119 | 0.52119 | 0.52119 | 0.33534 | 0.41905 | 0.33042 | 0.31241
2012-10-17 04:00 | 0.20453 | 0.12619 | 0.19311 | 0.21312 | 0.52119 | 0.52119 | 0.52119 | 0.52119 | 0.31666 | 0.395 | 0.32808 | 0.30807
2012-10-17 05:00 | 0.2313 | 0.14668 | 0.19584 | 0.2176 | 0.52119 | 0.52119 | 0.52119 | 0.52119 | 0.28989 | 0.37451 | 0.32535 | 0.30359
2012-10-17 06:00 | 0.27079 | 0.23116 | 0.2023 | 0.22054 | 0.52119 | 0.52119 | 0.52119 | 0.52119 | 0.2504 | 0.29003 | 0.31888 | 0.30065
2012-10-17 07:00 | 0.29544 | 0.30207 | 0.20169 | 0.22393 | 0.52119 | 0.52119 | 0.52119 | 0.52119 | 0.22575 | 0.21912 | 0.3195 | 0.29726
2012-10-17 08:00 | 0.30327 | 0.3251 | 0.19767 | 0.22457 | 0.52119 | 0.52119 | 0.52119 | 0.52119 | 0.21792 | 0.19609 | 0.32352 | 0.29662
2012-10-17 09:00 | 0.30083 | 0.32437 | 0.19942 | 0.22324 | 0.52119 | 0.52119 | 0.52119 | 0.52119 | 0.22036 | 0.19681 | 0.32177 | 0.29794
2012-10-17 10:00 | 0.29941 | 0.31817 | 0.19786 | 0.22336 | 0.52119 | 0.52119 | 0.52119 | 0.52119 | 0.22178 | 0.20302 | 0.32333 | 0.29782
2012-10-17 11:00 | 0.29734 | 0.31544 | 0.19869 | 0.22228 | 0.52119 | 0.52119 | 0.52119 | 0.52119 | 0.22384 | 0.20575 | 0.3225 | 0.29891
2012-10-17 12:00 | 0.29548 | 0.31196 | 0.19832 | 0.2192 | 0.52119 | 0.52119 | 0.52119 | 0.52119 | 0.22571 | 0.20923 | 0.32287 | 0.30199
2012-10-17 13:00 | 0.29431 | 0.31305 | 0.20294 | 0.21754 | 0.52119 | 0.52119 | 0.52119 | 0.52119 | 0.22688 | 0.20814 | 0.31825 | 0.30365
2012-10-17 14:00 | 0.29502 | 0.31122 | 0.20376 | 0.216 | 0.52119 | 0.52119 | 0.52119 | 0.52119 | 0.22617 | 0.20997 | 0.31743 | 0.30519
2012-10-17 15:00 | 0.29279 | 0.30593 | 0.20418 | 0.21411 | 0.52119 | 0.52119 | 0.52119 | 0.52119 | 0.2284 | 0.21525 | 0.31701 | 0.30708
2012-10-17 16:00 | 0.29065 | 0.30457 | 0.2053 | 0.21266 | 0.52119 | 0.52119 | 0.52119 | 0.52119 | 0.23054 | 0.21662 | 0.31588 | 0.30852
2012-10-17 17:00 | 0.28372 | 0.28809 | 0.20589 | 0.21195 | 0.52119 | 0.52119 | 0.52119 | 0.52119 | 0.23747 | 0.2331 | 0.3153 | 0.30924
2012-10-17 18:00 | 0.25101 | 0.25604 | 0.20588 | 0.20791 | 0.52119 | 0.52119 | 0.52119 | 0.52119 | 0.27018 | 0.26515 | 0.31531 | 0.31328
2012-10-17 19:00 | 0.22891 | 0.2091 | 0.20673 | 0.20645 | 0.52119 | 0.52119 | 0.52119 | 0.52119 | 0.29228 | 0.31209 | 0.31446 | 0.31473
2012-10-17 20:00 | 0.21346 | 0.18663 | 0.2052 | 0.20692 | 0.52119 | 0.52119 | 0.52119 | 0.52119 | 0.30773 | 0.33456 | 0.31599 | 0.31427
2012-10-17 21:00 | 0.20044 | 0.17664 | 0.20287 | 0.20656 | 0.52119 | 0.52119 | 0.52119 | 0.52119 | 0.32075 | 0.34455 | 0.31832 | 0.31463
2012-10-17 22:00 | 0.18897 | 0.14023 | 0.19913 | 0.20366 | 0.52119 | 0.52119 | 0.52119 | 0.52119 | 0.33222 | 0.38095 | 0.32206 | 0.31753
2012-10-17 23:00 | 0.17893 | 0.10971 | 0.19256 | 0.20253 | 0.52119 | 0.52119 | 0.52119 | 0.52119 | 0.34226 | 0.41147 | 0.32863 | 0.31866
2012-10-18 | 0.17716 | 0.10316 | 0.18492 | 0.20441 | 0.52119 | 0.52119 | 0.52119 | 0.52119 | 0.34403 | 0.41803 | 0.33627 | 0.31677
2012-10-18 01:00 | 0.17787 | 0.098267 | 0.1847 | 0.20516 | 0.52119 | 0.52119 | 0.52119 | 0.52119 | 0.34331 | 0.42292 | 0.33649 | 0.31603
2012-10-18 02:00 | 0.17469 | 0.10054 | 0.18706 | 0.2068 | 0.52119 | 0.52119 | 0.52119 | 0.52119 | 0.34649 | 0.42065 | 0.33413 | 0.31439
2012-10-18 03:00 | 0.1853 | 0.10168 | 0.19206 | 0.20809 | 0.52119 | 0.52119 | 0.52119 | 0.52119 | 0.33589 | 0.41951 | 0.32913 | 0.3131
2012-10-18 04:00 | 0.20339 | 0.12581 | 0.19345 | 0.21054 | 0.52119 | 0.52119 | 0.52119 | 0.52119 | 0.3178 | 0.39538 | 0.32774 | 0.31065
2012-10-18 05:00 | 0.22975 | 0.14533 | 0.19686 | 0.21611 | 0.52119 | 0.52119 | 0.52119 | 0.52119 | 0.29144 | 0.37586 | 0.32432 | 0.30508
2012-10-18 06:00 | 0.26946 | 0.22821 | 0.2034 | 0.21973 | 0.52119 | 0.52119 | 0.52119 | 0.52119 | 0.25173 | 0.29298 | 0.31778 | 0.30146
2012-10-18 07:00 | 0.29567 | 0.30222 | 0.20294 | 0.22264 | 0.52119 | 0.52119 | 0.52119 | 0.52119 | 0.22552 | 0.21897 | 0.31825 | 0.29855
2012-10-18 08:00 | 0.30432 | 0.32533 | 0.1994 | 0.22367 | 0.52119 | 0.52119 | 0.52119 | 0.52119 | 0.21687 | 0.19586 | 0.32179 | 0.29752
2012-10-18 09:00 | 0.30089 | 0.32425 | 0.19937 | 0.22307 | 0.52119 | 0.52119 | 0.52119 | 0.52119 | 0.2203 | 0.19693 | 0.32182 | 0.29812
2012-10-18 10:00 | 0.29949 | 0.31856 | 0.19734 | 0.22302 | 0.52119 | 0.52119 | 0.52119 | 0.52119 | 0.2217 | 0.20263 | 0.32385 | 0.29817
2012-10-18 11:00 | 0.29737 | 0.31618 | 0.19899 | 0.22196 | 0.52119 | 0.52119 | 0.52119 | 0.52119 | 0.22382 | 0.20501 | 0.3222 | 0.29923
2012-10-18 12:00 | 0.29532 | 0.31238 | 0.19813 | 0.21897 | 0.52119 | 0.52119 | 0.52119 | 0.52119 | 0.22586 | 0.20881 | 0.32305 | 0.30221
2012-10-18 13:00 | 0.29418 | 0.31341 | 0.20291 | 0.21746 | 0.52119 | 0.52119 | 0.52119 | 0.52119 | 0.22701 | 0.20778 | 0.31828 | 0.30373
2012-10-18 14:00 | 0.29458 | 0.31136 | 0.20327 | 0.21597 | 0.52119 | 0.52119 | 0.52119 | 0.52119 | 0.22661 | 0.20982 | 0.31792 | 0.30522
2012-10-18 15:00 | 0.29209 | 0.30611 | 0.20325 | 0.21413 | 0.52119 | 0.52119 | 0.52119 | 0.52119 | 0.2291 | 0.21508 | 0.31794 | 0.30706
2012-10-18 16:00 | 0.29004 | 0.30484 | 0.20518 | 0.21278 | 0.52119 | 0.52119 | 0.52119 | 0.52119 | 0.23115 | 0.21635 | 0.316 | 0.30841
2012-10-18 17:00 | 0.28269 | 0.28818 | 0.20649 | 0.21179 | 0.52119 | 0.52119 | 0.52119 | 0.52119 | 0.23849 | 0.23301 | 0.3147 | 0.3094
2012-10-18 18:00 | 0.25118 | 0.25621 | 0.20641 | 0.20803 | 0.52119 | 0.52119 | 0.52119 | 0.52119 | 0.27001 | 0.26498 | 0.31478 | 0.31315
2012-10-18 19:00 | 0.22904 | 0.20914 | 0.20733 | 0.20644 | 0.52119 | 0.52119 | 0.52119 | 0.52119 | 0.29215 | 0.31204 | 0.31385 | 0.31474
2012-10-18 20:00 | 0.21341 | 0.1869 | 0.20468 | 0.20713 | 0.52119 | 0.52119 | 0.52119 | 0.52119 | 0.30778 | 0.33429 | 0.31651 | 0.31405
2012-10-18 21:00 | 0.20028 | 0.17691 | 0.20288 | 0.20646 | 0.52119 | 0.52119 | 0.52119 | 0.52119 | 0.3209 | 0.34427 | 0.31831 | 0.31473
2012-10-18 22:00 | 0.18899 | 0.1405 | 0.19895 | 0.20366 | 0.52119 | 0.52119 | 0.52119 | 0.52119 | 0.3322 | 0.38069 | 0.32224 | 0.31753
2012-10-18 23:00 | 0.17874 | 0.10999 | 0.19276 | 0.20225 | 0.52119 | 0.52119 | 0.52119 | 0.52119 | 0.34245 | 0.4112 | 0.32843 | 0.31893
2012-10-19 | 0.17753 | 0.10345 | 0.18438 | 0.20466 | 0.52119 | 0.52119 | 0.52119 | 0.52119 | 0.34366 | 0.41774 | 0.33681 | 0.31652
2012-10-19 01:00 | 0.17789 | 0.098964 | 0.18444 | 0.20495 | 0.52119 | 0.52119 | 0.52119 | 0.52119 | 0.3433 | 0.42222 | 0.33674 | 0.31623
2012-10-19 02:00 | 0.17359 | 0.10084 | 0.18627 | 0.20673 | 0.52119 | 0.52119 | 0.52119 | 0.52119 | 0.3476 | 0.42035 | 0.33492 | 0.31445
2012-10-19 03:00 | 0.18373 | 0.10204 | 0.19093 | 0.20782 | 0.52119 | 0.52119 | 0.52119 | 0.52119 | 0.33745 | 0.41915 | 0.33025 | 0.31336
2012-10-19 04:00 | 0.20236 | 0.12629 | 0.19202 | 0.21008 | 0.52119 | 0.52119 | 0.52119 | 0.52119 | 0.31883 | 0.3949 | 0.32916 | 0.31111
2012-10-19 05:00 | 0.22885 | 0.14637 | 0.19561 | 0.21513 | 0.52119 | 0.52119 | 0.52119 | 0.52119 | 0.29234 | 0.37482 | 0.32558 | 0.30606
2012-10-19 06:00 | 0.26774 | 0.23028 | 0.20335 | 0.21977 | 0.52119 | 0.52119 | 0.52119 | 0.52119 | 0.25345 | 0.29091 | 0.31783 | 0.30141
2012-10-19 07:00 | 0.29491 | 0.30227 | 0.20322 | 0.22257 | 0.52119 | 0.52119 | 0.52119 | 0.52119 | 0.22628 | 0.21892 | 0.31797 | 0.29861
2012-10-19 08:00 | 0.30452 | 0.32591 | 0.19936 | 0.22402 | 0.52119 | 0.52119 | 0.52119 | 0.52119 | 0.21667 | 0.19528 | 0.32183 | 0.29716
2012-10-19 09:00 | 0.30024 | 0.32209 | 0.19847 | 0.22331 | 0.52119 | 0.52119 | 0.52119 | 0.52119 | 0.22094 | 0.19909 | 0.32272 | 0.29788
2012-10-19 10:00 | 0.29877 | 0.31661 | 0.19545 | 0.22282 | 0.52119 | 0.52119 | 0.52119 | 0.52119 | 0.22242 | 0.20458 | 0.32574 | 0.29837
2012-10-19 11:00 | 0.29648 | 0.31483 | 0.19525 | 0.2211 | 0.52119 | 0.52119 | 0.52119 | 0.52119 | 0.22471 | 0.20636 | 0.32594 | 0.30009
2012-10-19 12:00 | 0.29463 | 0.31113 | 0.19488 | 0.21883 | 0.52119 | 0.52119 | 0.52119 | 0.52119 | 0.22656 | 0.21006 | 0.32631 | 0.30236
2012-10-19 13:00 | 0.29363 | 0.31071 | 0.19421 | 0.21738 | 0.52119 | 0.52119 | 0.52119 | 0.52119 | 0.22756 | 0.21048 | 0.32697 | 0.30381
2012-10-19 14:00 | 0.29402 | 0.30927 | 0.19583 | 0.21613 | 0.52119 | 0.52119 | 0.52119 | 0.52119 | 0.22717 | 0.21192 | 0.32536 | 0.30506
2012-10-19 15:00 | 0.2916 | 0.30378 | 0.19696 | 0.21359 | 0.52119 | 0.52119 | 0.52119 | 0.52119 | 0.22958 | 0.2174 | 0.32423 | 0.3076
2012-10-19 16:00 | 0.28995 | 0.30285 | 0.19984 | 0.21216 | 0.52119 | 0.52119 | 0.52119 | 0.52119 | 0.23124 | 0.21833 | 0.32135 | 0.30903
2012-10-19 17:00 | 0.2827 | 0.28661 | 0.20092 | 0.21238 | 0.52119 | 0.52119 | 0.52119 | 0.52119 | 0.23849 | 0.23457 | 0.32027 | 0.30881
2012-10-19 18:00 | 0.25155 | 0.25552 | 0.20188 | 0.20826 | 0.52119 | 0.52119 | 0.52119 | 0.52119 | 0.26964 | 0.26567 | 0.31931 | 0.31292
2012-10-19 19:00 | 0.22914 | 0.2083 | 0.20052 | 0.2071 | 0.52119 | 0.52119 | 0.52119 | 0.52119 | 0.29205 | 0.31289 | 0.32067 | 0.31408
2012-10-19 20:00 | 0.21359 | 0.18694 | 0.20014 | 0.20876 | 0.52119 | 0.52119 | 0.52119 | 0.52119 | 0.30759 | 0.33425 | 0.32104 | 0.31243
2012-10-19 21:00 | 0.20031 | 0.17712 | 0.1988 | 0.2083 | 0.52119 | 0.52119 | 0.52119 | 0.52119 | 0.32088 | 0.34407 | 0.32239 | 0.31289
2012-10-19 22:00 | 0.18904 | 0.1408 | 0.19539 | 0.20557 | 0.52119 | 0.52119 | 0.52119 | 0.52119 | 0.33214 | 0.38039 | 0.3258 | 0.31562
2012-10-19 23:00 | 0.1788 | 0.11008 | 0.18953 | 0.20425 | 0.52119 | 0.52119 | 0.52119 | 0.52119 | 0.34239 | 0.41111 | 0.33166 | 0.31694
2012-10-20 | 0.17548 | 0.10898 | 0.18863 | 0.20904 | 0.52119 | 0.52119 | 0.52119 | 0.52119 | 0.34571 | 0.4122 | 0.33255 | 0.31215
2012-10-20 01:00 | 0.17405 | 0.10408 | 0.18458 | 0.2096 | 0.52119 | 0.52119 | 0.52119 | 0.52119 | 0.34714 | 0.41711 | 0.33661 | 0.31158
2012-10-20 02:00 | 0.17633 | 0.10332 | 0.18374 | 0.20813 | 0.52119 | 0.52119 | 0.52119 | 0.52119 | 0.34486 | 0.41786 | 0.33745 | 0.31305
2012-10-20 03:00 | 0.17699 | 0.1056 | 0.18485 | 0.20948 | 0.52119 | 0.52119 | 0.52119 | 0.52119 | 0.3442 | 0.41559 | 0.33633 | 0.31171
2012-10-20 04:00 | 0.17787 | 0.11038 | 0.18871 | 0.20857 | 0.52119 | 0.52119 | 0.52119 | 0.52119 | 0.34331 | 0.4108 | 0.33248 | 0.31262
2012-10-20 05:00 | 0.18101 | 0.11378 | 0.19285 | 0.20899 | 0.52119 | 0.52119 | 0.52119 | 0.52119 | 0.34018 | 0.40741 | 0.32834 | 0.3122
2012-10-20 06:00 | 0.19521 | 0.12911 | 0.1963 | 0.21403 | 0.52119 | 0.52119 | 0.52119 | 0.52119 | 0.32597 | 0.39208 | 0.32489 | 0.30715
2012-10-20 07:00 | 0.20975 | 0.16521 | 0.19707 | 0.21314 | 0.52119 | 0.52119 | 0.52119 | 0.52119 | 0.31144 | 0.35598 | 0.32411 | 0.30805
2012-10-20 08:00 | 0.2299 | 0.21334 | 0.20151 | 0.21647 | 0.52119 | 0.52119 | 0.52119 | 0.52119 | 0.29129 | 0.30785 | 0.31968 | 0.30472
2012-10-20 09:00 | 0.23792 | 0.22994 | 0.19985 | 0.21622 | 0.52119 | 0.52119 | 0.52119 | 0.52119 | 0.28327 | 0.29125 | 0.32134 | 0.30496
2012-10-20 10:00 | 0.24168 | 0.22894 | 0.19391 | 0.21727 | 0.52119 | 0.52119 | 0.52119 | 0.52119 | 0.27951 | 0.29225 | 0.32728 | 0.30392
2012-10-20 11:00 | 0.24316 | 0.23058 | 0.19618 | 0.21953 | 0.52119 | 0.52119 | 0.52119 | 0.52119 | 0.27802 | 0.29061 | 0.32501 | 0.30166
2012-10-20 12:00 | 0.2422 | 0.22753 | 0.19577 | 0.21753 | 0.52119 | 0.52119 | 0.52119 | 0.52119 | 0.27899 | 0.29366 | 0.32542 | 0.30366
2012-10-20 13:00 | 0.24054 | 0.21731 | 0.19173 | 0.21442 | 0.52119 | 0.52119 | 0.52119 | 0.52119 | 0.28065 | 0.30388 | 0.32946 | 0.30677
2012-10-20 14:00 | 0.23337 | 0.21061 | 0.19493 | 0.21076 | 0.52119 | 0.52119 | 0.52119 | 0.52119 | 0.28782 | 0.31058 | 0.32626 | 0.31043
2012-10-20 15:00 | 0.22731 | 0.18425 | 0.19261 | 0.21 | 0.52119 | 0.52119 | 0.52119 | 0.52119 | 0.29388 | 0.33694 | 0.32858 | 0.31119
2012-10-20 16:00 | 0.22231 | 0.16993 | 0.19533 | 0.21032 | 0.52119 | 0.52119 | 0.52119 | 0.52119 | 0.29887 | 0.35126 | 0.32586 | 0.31087
2012-10-20 17:00 | 0.21483 | 0.16028 | 0.19573 | 0.20818 | 0.52119 | 0.52119 | 0.52119 | 0.52119 | 0.30636 | 0.3609 | 0.32546 | 0.31301
2012-10-20 18:00 | 0.20909 | 0.15318 | 0.19712 | 0.20319 | 0.52119 | 0.52119 | 0.52119 | 0.52119 | 0.31209 | 0.36801 | 0.32407 | 0.318
2012-10-20 19:00 | 0.1992 | 0.14229 | 0.19561 | 0.20263 | 0.52119 | 0.52119 | 0.52119 | 0.52119 | 0.32199 | 0.3789 | 0.32558 | 0.31856
2012-10-20 20:00 | 0.19805 | 0.1354 | 0.19226 | 0.20592 | 0.52119 | 0.52119 | 0.52119 | 0.52119 | 0.32314 | 0.38578 | 0.32892 | 0.31527
2012-10-20 21:00 | 0.19288 | 0.13099 | 0.19597 | 0.20542 | 0.52119 | 0.52119 | 0.52119 | 0.52119 | 0.32831 | 0.3902 | 0.32522 | 0.31577
2012-10-20 22:00 | 0.19014 | 0.12585 | 0.19443 | 0.20738 | 0.52119 | 0.52119 | 0.52119 | 0.52119 | 0.33105 | 0.39534 | 0.32676 | 0.3138
2012-10-20 23:00 | 0.19051 | 0.11239 | 0.19452 | 0.20743 | 0.52119 | 0.52119 | 0.52119 | 0.52119 | 0.33068 | 0.40879 | 0.32667 | 0.31376
2012-10-21 | 0.17546 | 0.10929 | 0.18737 | 0.20828 | 0.52119 | 0.52119 | 0.52119 | 0.52119 | 0.34572 | 0.4119 | 0.33382 | 0.31291
2012-10-21 01:00 | 0.17367 | 0.10451 | 0.18342 | 0.20926 | 0.52119 | 0.52119 | 0.52119 | 0.52119 | 0.34752 | 0.41668 | 0.33776 | 0.31193
2012-10-21 02:00 | 0.17626 | 0.10359 | 0.18275 | 0.20848 | 0.52119 | 0.52119 | 0.52119 | 0.52119 | 0.34493 | 0.4176 | 0.33843 | 0.31271
2012-10-21 03:00 | 0.17682 | 0.10567 | 0.18412 | 0.20984 | 0.52119 | 0.52119 | 0.52119 | 0.52119 | 0.34437 | 0.41552 | 0.33707 | 0.31135
2012-10-21 04:00 | 0.17758 | 0.11029 | 0.18887 | 0.20875 | 0.52119 | 0.52119 | 0.52119 | 0.52119 | 0.34361 | 0.4109 | 0.33232 | 0.31244
2012-10-21 05:00 | 0.18052 | 0.11374 | 0.19296 | 0.20922 | 0.52119 | 0.52119 | 0.52119 | 0.52119 | 0.34067 | 0.40745 | 0.32822 | 0.31197
2012-10-21 06:00 | 0.19513 | 0.12911 | 0.19573 | 0.21423 | 0.52119 | 0.52119 | 0.52119 | 0.52119 | 0.32606 | 0.39207 | 0.32546 | 0.30696
2012-10-21 07:00 | 0.20916 | 0.16502 | 0.19731 | 0.21327 | 0.52119 | 0.52119 | 0.52119 | 0.52119 | 0.31203 | 0.35617 | 0.32387 | 0.30791
2012-10-21 08:00 | 0.22909 | 0.21308 | 0.19962 | 0.21689 | 0.52119 | 0.52119 | 0.52119 | 0.52119 | 0.2921 | 0.30811 | 0.32157 | 0.3043
2012-10-21 09:00 | 0.23582 | 0.22684 | 0.19746 | 0.21562 | 0.52119 | 0.52119 | 0.52119 | 0.52119 | 0.28537 | 0.29435 | 0.32373 | 0.30557
2012-10-21 10:00 | 0.23792 | 0.22313 | 0.19151 | 0.21786 | 0.52119 | 0.52119 | 0.52119 | 0.52119 | 0.28327 | 0.29806 | 0.32968 | 0.30333
2012-10-21 11:00 | 0.2395 | 0.22763 | 0.19418 | 0.22119 | 0.52119 | 0.52119 | 0.52119 | 0.52119 | 0.28169 | 0.29356 | 0.327 | 0.3
2012-10-21 12:00 | 0.23705 | 0.22559 | 0.19292 | 0.21803 | 0.52119 | 0.52119 | 0.52119 | 0.52119 | 0.28414 | 0.2956 | 0.32827 | 0.30316
2012-10-21 13:00 | 0.23324 | 0.2158 | 0.19977 | 0.21409 | 0.52119 | 0.52119 | 0.52119 | 0.52119 | 0.28795 | 0.30539 | 0.32142 | 0.30709
2012-10-21 14:00 | 0.23262 | 0.20959 | 0.19663 | 0.21007 | 0.52119 | 0.52119 | 0.52119 | 0.52119 | 0.28857 | 0.3116 | 0.32456 | 0.31112
2012-10-21 15:00 | 0.22686 | 0.18287 | 0.18979 | 0.20837 | 0.52119 | 0.52119 | 0.52119 | 0.52119 | 0.29432 | 0.33832 | 0.33139 | 0.31281
2012-10-21 16:00 | 0.22215 | 0.16808 | 0.19369 | 0.20811 | 0.52119 | 0.52119 | 0.52119 | 0.52119 | 0.29904 | 0.35311 | 0.3275 | 0.31308
2012-10-21 17:00 | 0.21528 | 0.15877 | 0.19468 | 0.205 | 0.52119 | 0.52119 | 0.52119 | 0.52119 | 0.30591 | 0.36242 | 0.32651 | 0.31619
2012-10-21 18:00 | 0.20959 | 0.15193 | 0.19665 | 0.20184 | 0.52119 | 0.52119 | 0.52119 | 0.52119 | 0.3116 | 0.36926 | 0.32454 | 0.31935
2012-10-21 19:00 | 0.19903 | 0.14134 | 0.19821 | 0.2022 | 0.52119 | 0.52119 | 0.52119 | 0.52119 | 0.32215 | 0.37985 | 0.32298 | 0.31898
2012-10-21 20:00 | 0.19803 | 0.13482 | 0.19534 | 0.20463 | 0.52119 | 0.52119 | 0.52119 | 0.52119 | 0.32316 | 0.38637 | 0.32585 | 0.31656
2012-10-21 21:00 | 0.19299 | 0.13054 | 0.19596 | 0.20587 | 0.52119 | 0.52119 | 0.52119 | 0.52119 | 0.3282 | 0.39065 | 0.32523 | 0.31532
2012-10-21 22:00 | 0.19068 | 0.12539 | 0.19566 | 0.20706 | 0.52119 | 0.52119 | 0.52119 | 0.52119 | 0.33051 | 0.3958 | 0.32552 | 0.31413
2012-10-21 23:00 | 0.1905 | 0.11169 | 0.19591 | 0.20902 | 0.52119 | 0.52119 | 0.52119 | 0.52119 | 0.33068 | 0.4095 | 0.32528 | 0.31217
2012-10-22 | 0.17798 | 0.10378 | 0.17986 | 0.20604 | 0.52119 | 0.52119 | 0.52119 | 0.52119 | 0.34321 | 0.4174 | 0.34133 | 0.31515
2012-10-22 01:00 | 0.17857 | 0.099328 | 0.1789 | 0.20678 | 0.52119 | 0.52119 | 0.52119 | 0.52119 | 0.34262 | 0.42186 | 0.34229 | 0.31441
2012-10-22 02:00 | 0.17285 | 0.10102 | 0.1821 | 0.20836 | 0.52119 | 0.52119 | 0.52119 | 0.52119 | 0.34833 | 0.42017 | 0.33909 | 0.31283
2012-10-22 03:00 | 0.18228 | 0.10222 | 0.18799 | 0.20966 | 0.52119 | 0.52119 | 0.52119 | 0.52119 | 0.33891 | 0.41896 | 0.3332 | 0.31153
2012-10-22 04:00 | 0.20235 | 0.12631 | 0.19161 | 0.2187 | 0.52119 | 0.52119 | 0.52119 | 0.52119 | 0.31884 | 0.39488 | 0.32958 | 0.30249
2012-10-22 05:00 | 0.22874 | 0.14676 | 0.19357 | 0.22526 | 0.52119 | 0.52119 | 0.52119 | 0.52119 | 0.29245 | 0.37443 | 0.32762 | 0.29593
2012-10-22 06:00 | 0.26625 | 0.23124 | 0.1992 | 0.22309 | 0.52119 | 0.52119 | 0.52119 | 0.52119 | 0.25494 | 0.28995 | 0.32199 | 0.2981
2012-10-22 07:00 | 0.29358 | 0.30009 | 0.19978 | 0.22497 | 0.52119 | 0.52119 | 0.52119 | 0.52119 | 0.22761 | 0.22109 | 0.32141 | 0.29622
2012-10-22 08:00 | 0.3034 | 0.32406 | 0.20025 | 0.22503 | 0.52119 | 0.52119 | 0.52119 | 0.52119 | 0.21779 | 0.19713 | 0.32093 | 0.29615
2012-10-22 09:00 | 0.2965 | 0.31491 | 0.20012 | 0.22227 | 0.52119 | 0.52119 | 0.52119 | 0.52119 | 0.22469 | 0.20628 | 0.32107 | 0.29892
2012-10-22 10:00 | 0.29379 | 0.3109 | 0.19772 | 0.21979 | 0.52119 | 0.52119 | 0.52119 | 0.52119 | 0.2274 | 0.21029 | 0.32347 | 0.3014
2012-10-22 11:00 | 0.29075 | 0.31299 | 0.20022 | 0.21688 | 0.52119 | 0.52119 | 0.52119 | 0.52119 | 0.23044 | 0.2082 | 0.32097 | 0.30431
2012-10-22 12:00 | 0.29283 | 0.30937 | 0.20662 | 0.21752 | 0.52119 | 0.52119 | 0.52119 | 0.52119 | 0.22836 | 0.21182 | 0.31457 | 0.30367
2012-10-22 13:00 | 0.29314 | 0.30821 | 0.19861 | 0.21756 | 0.52119 | 0.52119 | 0.52119 | 0.52119 | 0.22805 | 0.21298 | 0.32258 | 0.30363
2012-10-22 14:00 | 0.29323 | 0.30753 | 0.19403 | 0.21694 | 0.52119 | 0.52119 | 0.52119 | 0.52119 | 0.22796 | 0.21366 | 0.32716 | 0.30425
2012-10-22 15:00 | 0.29058 | 0.30223 | 0.19439 | 0.2115 | 0.52119 | 0.52119 | 0.52119 | 0.52119 | 0.23061 | 0.21896 | 0.3268 | 0.30969
2012-10-22 16:00 | 0.28909 | 0.30194 | 0.19623 | 0.21143 | 0.52119 | 0.52119 | 0.52119 | 0.52119 | 0.23209 | 0.21925 | 0.32496 | 0.30976
2012-10-22 17:00 | 0.28263 | 0.28609 | 0.19868 | 0.2126 | 0.52119 | 0.52119 | 0.52119 | 0.52119 | 0.23856 | 0.2351 | 0.3225 | 0.30859
2012-10-22 18:00 | 0.25117 | 0.25389 | 0.19991 | 0.20874 | 0.52119 | 0.52119 | 0.52119 | 0.52119 | 0.27001 | 0.26729 | 0.32128 | 0.31245
2012-10-22 19:00 | 0.22904 | 0.207 | 0.19999 | 0.20721 | 0.52119 | 0.52119 | 0.52119 | 0.52119 | 0.29215 | 0.31418 | 0.3212 | 0.31398
2012-10-22 20:00 | 0.21326 | 0.18679 | 0.19791 | 0.20974 | 0.52119 | 0.52119 | 0.52119 | 0.52119 | 0.30793 | 0.33439 | 0.32328 | 0.31145
2012-10-22 21:00 | 0.1997 | 0.17725 | 0.19702 | 0.20901 | 0.52119 | 0.52119 | 0.52119 | 0.52119 | 0.32149 | 0.34393 | 0.32416 | 0.31218
2012-10-22 22:00 | 0.18847 | 0.14118 | 0.19403 | 0.20626 | 0.52119 | 0.52119 | 0.52119 | 0.52119 | 0.33272 | 0.38 | 0.32715 | 0.31493
2012-10-22 23:00 | 0.17901 | 0.11036 | 0.18821 | 0.20471 | 0.52119 | 0.52119 | 0.52119 | 0.52119 | 0.34218 | 0.41083 | 0.33298 | 0.31647
2012-10-23 | 0.17807 | 0.10407 | 0.18256 | 0.20577 | 0.52119 | 0.52119 | 0.52119 | 0.52119 | 0.34312 | 0.41712 | 0.33863 | 0.31542
2012-10-23 01:00 | 0.1786 | 0.099456 | 0.1805 | 0.20653 | 0.52119 | 0.52119 | 0.52119 | 0.52119 | 0.34259 | 0.42173 | 0.34069 | 0.31466
2012-10-23 02:00 | 0.17258 | 0.10105 | 0.18269 | 0.20819 | 0.52119 | 0.52119 | 0.52119 | 0.52119 | 0.34861 | 0.42014 | 0.33849 | 0.31299
2012-10-23 03:00 | 0.18186 | 0.10223 | 0.18835 | 0.20954 | 0.52119 | 0.52119 | 0.52119 | 0.52119 | 0.33933 | 0.41896 | 0.33284 | 0.31164
2012-10-23 04:00 | 0.2022 | 0.1262 | 0.19096 | 0.221 | 0.52119 | 0.52119 | 0.52119 | 0.52119 | 0.31899 | 0.39498 | 0.33023 | 0.30019
2012-10-23 05:00 | 0.22887 | 0.14679 | 0.19327 | 0.22814 | 0.52119 | 0.52119 | 0.52119 | 0.52119 | 0.29232 | 0.3744 | 0.32791 | 0.29305
2012-10-23 06:00 | 0.26697 | 0.23251 | 0.19966 | 0.22358 | 0.52119 | 0.52119 | 0.52119 | 0.52119 | 0.25422 | 0.28868 | 0.32153 | 0.2976
2012-10-23 07:00 | 0.29236 | 0.30057 | 0.19963 | 0.22496 | 0.52119 | 0.52119 | 0.52119 | 0.52119 | 0.22883 | 0.22062 | 0.32156 | 0.29623
2012-10-23 08:00 | 0.30232 | 0.32373 | 0.20317 | 0.22456 | 0.52119 | 0.52119 | 0.52119 | 0.52119 | 0.21887 | 0.19746 | 0.31802 | 0.29663
2012-10-23 09:00 | 0.29803 | 0.31743 | 0.20913 | 0.22009 | 0.52119 | 0.52119 | 0.52119 | 0.52119 | 0.22316 | 0.20376 | 0.31206 | 0.30109
2012-10-23 10:00 | 0.29687 | 0.31424 | 0.20511 | 0.21746 | 0.52119 | 0.52119 | 0.52119 | 0.52119 | 0.22432 | 0.20694 | 0.31608 | 0.30372
2012-10-23 11:00 | 0.2948 | 0.31289 | 0.20466 | 0.2158 | 0.52119 | 0.52119 | 0.52119 | 0.52119 | 0.22639 | 0.2083 | 0.31653 | 0.30539
2012-10-23 12:00 | 0.29418 | 0.3095 | 0.20599 | 0.2169 | 0.52119 | 0.52119 | 0.52119 | 0.52119 | 0.227 | 0.21169 | 0.31519 | 0.30429
2012-10-23 13:00 | 0.29326 | 0.30816 | 0.20412 | 0.21811 | 0.52119 | 0.52119 | 0.52119 | 0.52119 | 0.22793 | 0.21303 | 0.31706 | 0.30308
2012-10-23 14:00 | 0.29326 | 0.30738 | 0.19862 | 0.2169 | 0.52119 | 0.52119 | 0.52119 | 0.52119 | 0.22792 | 0.21381 | 0.32256 | 0.30429
2012-10-23 15:00 | 0.29048 | 0.3021 | 0.19666 | 0.2118 | 0.52119 | 0.52119 | 0.52119 | 0.52119 | 0.2307 | 0.21909 | 0.32453 | 0.30939
2012-10-23 16:00 | 0.28865 | 0.3015 | 0.19692 | 0.21011 | 0.52119 | 0.52119 | 0.52119 | 0.52119 | 0.23254 | 0.21969 | 0.32427 | 0.31108
2012-10-23 17:00 | 0.28186 | 0.28517 | 0.1981 | 0.21245 | 0.52119 | 0.52119 | 0.52119 | 0.52119 | 0.23933 | 0.23601 | 0.32309 | 0.30874
2012-10-23 18:00 | 0.25114 | 0.25299 | 0.19809 | 0.20962 | 0.52119 | 0.52119 | 0.52119 | 0.52119 | 0.27005 | 0.2682 | 0.3231 | 0.31157
2012-10-23 19:00 | 0.22898 | 0.20625 | 0.19815 | 0.20686 | 0.52119 | 0.52119 | 0.52119 | 0.52119 | 0.29221 | 0.31494 | 0.32303 | 0.31433
2012-10-23 20:00 | 0.21369 | 0.18659 | 0.19619 | 0.21061 | 0.52119 | 0.52119 | 0.52119 | 0.52119 | 0.30749 | 0.3346 | 0.325 | 0.31058
2012-10-23 21:00 | 0.20026 | 0.17754 | 0.19633 | 0.20931 | 0.52119 | 0.52119 | 0.52119 | 0.52119 | 0.32093 | 0.34364 | 0.32486 | 0.31187
2012-10-23 22:00 | 0.18896 | 0.14155 | 0.19479 | 0.2061 | 0.52119 | 0.52119 | 0.52119 | 0.52119 | 0.33223 | 0.37963 | 0.32639 | 0.31509
2012-10-23 23:00 | 0.18043 | 0.11051 | 0.18945 | 0.20454 | 0.52119 | 0.52119 | 0.52119 | 0.52119 | 0.34076 | 0.41068 | 0.33174 | 0.31665
2012-10-24 | 0.17779 | 0.10413 | 0.1838 | 0.2059 | 0.52119 | 0.52119 | 0.52119 | 0.52119 | 0.3434 | 0.41706 | 0.33739 | 0.31529
2012-10-24 01:00 | 0.17858 | 0.099471 | 0.18142 | 0.20665 | 0.52119 | 0.52119 | 0.52119 | 0.52119 | 0.34261 | 0.42172 | 0.33976 | 0.31454
2012-10-24 02:00 | 0.17437 | 0.10107 | 0.18392 | 0.20828 | 0.52119 | 0.52119 | 0.52119 | 0.52119 | 0.34681 | 0.42012 | 0.33727 | 0.3129
2012-10-24 03:00 | 0.18439 | 0.10226 | 0.18963 | 0.20973 | 0.52119 | 0.52119 | 0.52119 | 0.52119 | 0.3368 | 0.41893 | 0.33156 | 0.31146
2012-10-24 04:00 | 0.20395 | 0.12632 | 0.19263 | 0.21432 | 0.52119 | 0.52119 | 0.52119 | 0.52119 | 0.31724 | 0.39487 | 0.32855 | 0.30687
2012-10-24 05:00 | 0.23078 | 0.1469 | 0.19467 | 0.21991 | 0.52119 | 0.52119 | 0.52119 | 0.52119 | 0.29041 | 0.37429 | 0.32652 | 0.30128
2012-10-24 06:00 | 0.26862 | 0.23215 | 0.20228 | 0.22136 | 0.52119 | 0.52119 | 0.52119 | 0.52119 | 0.25256 | 0.28904 | 0.3189 | 0.29983
2012-10-24 07:00 | 0.29326 | 0.29955 | 0.20223 | 0.2242 | 0.52119 | 0.52119 | 0.52119 | 0.52119 | 0.22793 | 0.22163 | 0.31896 | 0.29699
2012-10-24 08:00 | 0.30084 | 0.32566 | 0.19865 | 0.22495 | 0.52119 | 0.52119 | 0.52119 | 0.52119 | 0.22035 | 0.19552 | 0.32254 | 0.29624
2012-10-24 09:00 | 0.29863 | 0.32181 | 0.19588 | 0.22378 | 0.52119 | 0.52119 | 0.52119 | 0.52119 | 0.22256 | 0.19938 | 0.32531 | 0.29741
2012-10-24 10:00 | 0.29692 | 0.31657 | 0.19321 | 0.22305 | 0.52119 | 0.52119 | 0.52119 | 0.52119 | 0.22427 | 0.20462 | 0.32798 | 0.29814
2012-10-24 11:00 | 0.29491 | 0.31372 | 0.19355 | 0.22135 | 0.52119 | 0.52119 | 0.52119 | 0.52119 | 0.22628 | 0.20746 | 0.32763 | 0.29984
2012-10-24 12:00 | 0.29477 | 0.31024 | 0.1932 | 0.21892 | 0.52119 | 0.52119 | 0.52119 | 0.52119 | 0.22642 | 0.21095 | 0.32799 | 0.30227
2012-10-24 13:00 | 0.29397 | 0.30991 | 0.18925 | 0.21752 | 0.52119 | 0.52119 | 0.52119 | 0.52119 | 0.22721 | 0.21128 | 0.33194 | 0.30367
2012-10-24 14:00 | 0.29281 | 0.3104 | 0.19465 | 0.21635 | 0.52119 | 0.52119 | 0.52119 | 0.52119 | 0.22837 | 0.21079 | 0.32654 | 0.30484
2012-10-24 15:00 | 0.29022 | 0.30551 | 0.1966 | 0.21441 | 0.52119 | 0.52119 | 0.52119 | 0.52119 | 0.23096 | 0.21568 | 0.32459 | 0.30678
2012-10-24 16:00 | 0.28888 | 0.30459 | 0.19984 | 0.21342 | 0.52119 | 0.52119 | 0.52119 | 0.52119 | 0.2323 | 0.21659 | 0.32135 | 0.30777
2012-10-24 17:00 | 0.28304 | 0.28796 | 0.20219 | 0.21251 | 0.52119 | 0.52119 | 0.52119 | 0.52119 | 0.23815 | 0.23323 | 0.319 | 0.30868
2012-10-24 18:00 | 0.25139 | 0.25432 | 0.20456 | 0.20829 | 0.52119 | 0.52119 | 0.52119 | 0.52119 | 0.2698 | 0.26686 | 0.31663 | 0.31289
2012-10-24 19:00 | 0.22925 | 0.2061 | 0.20614 | 0.20695 | 0.52119 | 0.52119 | 0.52119 | 0.52119 | 0.29194 | 0.31509 | 0.31505 | 0.31424
2012-10-24 20:00 | 0.21378 | 0.18738 | 0.20365 | 0.20774 | 0.52119 | 0.52119 | 0.52119 | 0.52119 | 0.30741 | 0.3338 | 0.31754 | 0.31345
2012-10-24 21:00 | 0.20012 | 0.17763 | 0.20212 | 0.2071 | 0.52119 | 0.52119 | 0.52119 | 0.52119 | 0.32107 | 0.34356 | 0.31906 | 0.31409
2012-10-24 22:00 | 0.1889 | 0.14148 | 0.19881 | 0.20424 | 0.52119 | 0.52119 | 0.52119 | 0.52119 | 0.33229 | 0.37971 | 0.32238 | 0.31695
2012-10-24 23:00 | 0.17867 | 0.11033 | 0.19256 | 0.20283 | 0.52119 | 0.52119 | 0.52119 | 0.52119 | 0.34251 | 0.41086 | 0.32863 | 0.31836
2012-10-25 | 0.17794 | 0.10379 | 0.18421 | 0.20561 | 0.52119 | 0.52119 | 0.52119 | 0.52119 | 0.34325 | 0.4174 | 0.33698 | 0.31558
2012-10-25 01:00 | 0.17844 | 0.099308 | 0.1832 | 0.20607 | 0.52119 | 0.52119 | 0.52119 | 0.52119 | 0.34275 | 0.42188 | 0.33799 | 0.31512
2012-10-25 02:00 | 0.17445 | 0.10101 | 0.18557 | 0.20769 | 0.52119 | 0.52119 | 0.52119 | 0.52119 | 0.34674 | 0.42018 | 0.33562 | 0.31349
2012-10-25 03:00 | 0.18416 | 0.10221 | 0.19031 | 0.20884 | 0.52119 | 0.52119 | 0.52119 | 0.52119 | 0.33703 | 0.41898 | 0.33087 | 0.31235
2012-10-25 04:00 | 0.20348 | 0.12641 | 0.19163 | 0.21095 | 0.52119 | 0.52119 | 0.52119 | 0.52119 | 0.31771 | 0.39478 | 0.32956 | 0.31024
2012-10-25 05:00 | 0.22951 | 0.14668 | 0.19455 | 0.21577 | 0.52119 | 0.52119 | 0.52119 | 0.52119 | 0.29168 | 0.37451 | 0.32664 | 0.30542
2012-10-25 06:00 | 0.26657 | 0.23026 | 0.20329 | 0.22046 | 0.52119 | 0.52119 | 0.52119 | 0.52119 | 0.25461 | 0.29093 | 0.3179 | 0.30073
2012-10-25 07:00 | 0.29346 | 0.29866 | 0.20331 | 0.22308 | 0.52119 | 0.52119 | 0.52119 | 0.52119 | 0.22772 | 0.22252 | 0.31788 | 0.29811
2012-10-25 08:00 | 0.30244 | 0.32592 | 0.19952 | 0.22459 | 0.52119 | 0.52119 | 0.52119 | 0.52119 | 0.21874 | 0.19527 | 0.32166 | 0.29659
2012-10-25 09:00 | 0.29843 | 0.31905 | 0.19586 | 0.22394 | 0.52119 | 0.52119 | 0.52119 | 0.52119 | 0.22276 | 0.20214 | 0.32533 | 0.29725
2012-10-25 10:00 | 0.29675 | 0.3132 | 0.19346 | 0.22366 | 0.52119 | 0.52119 | 0.52119 | 0.52119 | 0.22444 | 0.20799 | 0.32773 | 0.29753
2012-10-25 11:00 | 0.29451 | 0.31367 | 0.19363 | 0.22133 | 0.52119 | 0.52119 | 0.52119 | 0.52119 | 0.22668 | 0.20752 | 0.32756 | 0.29986
2012-10-25 12:00 | 0.29409 | 0.31028 | 0.19389 | 0.21878 | 0.52119 | 0.52119 | 0.52119 | 0.52119 | 0.2271 | 0.2109 | 0.3273 | 0.30241
2012-10-25 13:00 | 0.29303 | 0.30966 | 0.19016 | 0.21748 | 0.52119 | 0.52119 | 0.52119 | 0.52119 | 0.22816 | 0.21153 | 0.33103 | 0.3037
2012-10-25 14:00 | 0.29287 | 0.30939 | 0.19327 | 0.21642 | 0.52119 | 0.52119 | 0.52119 | 0.52119 | 0.22832 | 0.2118 | 0.32792 | 0.30477
2012-10-25 15:00 | 0.29024 | 0.30474 | 0.19577 | 0.21401 | 0.52119 | 0.52119 | 0.52119 | 0.52119 | 0.23095 | 0.21645 | 0.32542 | 0.30718
2012-10-25 16:00 | 0.28849 | 0.30387 | 0.19858 | 0.21291 | 0.52119 | 0.52119 | 0.52119 | 0.52119 | 0.2327 | 0.21732 | 0.32261 | 0.30828
2012-10-25 17:00 | 0.2824 | 0.28786 | 0.2014 | 0.21244 | 0.52119 | 0.52119 | 0.52119 | 0.52119 | 0.23879 | 0.23333 | 0.31978 | 0.30875
2012-10-25 18:00 | 0.25145 | 0.25464 | 0.20319 | 0.20833 | 0.52119 | 0.52119 | 0.52119 | 0.52119 | 0.26974 | 0.26655 | 0.318 | 0.31286
2012-10-25 19:00 | 0.22926 | 0.20688 | 0.20384 | 0.20718 | 0.52119 | 0.52119 | 0.52119 | 0.52119 | 0.29193 | 0.31431 | 0.31734 | 0.31401
2012-10-25 20:00 | 0.21335 | 0.18742 | 0.20104 | 0.20862 | 0.52119 | 0.52119 | 0.52119 | 0.52119 | 0.30783 | 0.33377 | 0.32015 | 0.31256
2012-10-25 21:00 | 0.19997 | 0.17766 | 0.19964 | 0.20809 | 0.52119 | 0.52119 | 0.52119 | 0.52119 | 0.32122 | 0.34352 | 0.32155 | 0.31309
2012-10-25 22:00 | 0.18891 | 0.14146 | 0.19627 | 0.20539 | 0.52119 | 0.52119 | 0.52119 | 0.52119 | 0.33228 | 0.37973 | 0.32492 | 0.31579
2012-10-25 23:00 | 0.17889 | 0.11055 | 0.19044 | 0.20409 | 0.52119 | 0.52119 | 0.52119 | 0.52119 | 0.3423 | 0.41064 | 0.33075 | 0.3171
2012-10-26 | 0.17794 | 0.10414 | 0.18315 | 0.20571 | 0.52119 | 0.52119 | 0.52119 | 0.52119 | 0.34325 | 0.41705 | 0.33804 | 0.31548
2012-10-26 01:00 | 0.17859 | 0.09951 | 0.18099 | 0.20634 | 0.52119 | 0.52119 | 0.52119 | 0.52119 | 0.34259 | 0.42168 | 0.3402 | 0.31485
2012-10-26 02:00 | 0.17296 | 0.10111 | 0.18341 | 0.20802 | 0.52119 | 0.52119 | 0.52119 | 0.52119 | 0.34823 | 0.42008 | 0.33777 | 0.31317
2012-10-26 03:00 | 0.18248 | 0.1023 | 0.1886 | 0.20947 | 0.52119 | 0.52119 | 0.52119 | 0.52119 | 0.33871 | 0.41889 | 0.33259 | 0.31172
2012-10-26 04:00 | 0.20213 | 0.12646 | 0.19216 | 0.21401 | 0.52119 | 0.52119 | 0.52119 | 0.52119 | 0.31905 | 0.39473 | 0.32903 | 0.30718
2012-10-26 05:00 | 0.22866 | 0.14688 | 0.19447 | 0.21962 | 0.52119 | 0.52119 | 0.52119 | 0.52119 | 0.29253 | 0.37431 | 0.32672 | 0.30157
2012-10-26 06:00 | 0.26698 | 0.23223 | 0.20054 | 0.22134 | 0.52119 | 0.52119 | 0.52119 | 0.52119 | 0.25421 | 0.28896 | 0.32064 | 0.29985
2012-10-26 07:00 | 0.29362 | 0.30221 | 0.20076 | 0.22418 | 0.52119 | 0.52119 | 0.52119 | 0.52119 | 0.22757 | 0.21897 | 0.32043 | 0.297
2012-10-26 08:00 | 0.30331 | 0.32575 | 0.1976 | 0.22459 | 0.52119 | 0.52119 | 0.52119 | 0.52119 | 0.21788 | 0.19543 | 0.32359 | 0.2966
2012-10-26 09:00 | 0.2977 | 0.31973 | 0.19843 | 0.22328 | 0.52119 | 0.52119 | 0.52119 | 0.52119 | 0.22349 | 0.20146 | 0.32276 | 0.29791
2012-10-26 10:00 | 0.29769 | 0.31633 | 0.19631 | 0.22325 | 0.52119 | 0.52119 | 0.52119 | 0.52119 | 0.2235 | 0.20485 | 0.32488 | 0.29794
2012-10-26 11:00 | 0.29551 | 0.31636 | 0.19691 | 0.22172 | 0.52119 | 0.52119 | 0.52119 | 0.52119 | 0.22568 | 0.20483 | 0.32428 | 0.29947
2012-10-26 12:00 | 0.29401 | 0.31302 | 0.19616 | 0.21878 | 0.52119 | 0.52119 | 0.52119 | 0.52119 | 0.22718 | 0.20817 | 0.32503 | 0.3024
2012-10-26 13:00 | 0.29315 | 0.31378 | 0.20021 | 0.21738 | 0.52119 | 0.52119 | 0.52119 | 0.52119 | 0.22804 | 0.20741 | 0.32098 | 0.30381
2012-10-26 14:00 | 0.29369 | 0.31161 | 0.2012 | 0.21582 | 0.52119 | 0.52119 | 0.52119 | 0.52119 | 0.22749 | 0.20958 | 0.31999 | 0.30537
2012-10-26 15:00 | 0.29146 | 0.30639 | 0.20271 | 0.21397 | 0.52119 | 0.52119 | 0.52119 | 0.52119 | 0.22973 | 0.2148 | 0.31848 | 0.30722
2012-10-26 16:00 | 0.28854 | 0.30498 | 0.20488 | 0.21256 | 0.52119 | 0.52119 | 0.52119 | 0.52119 | 0.23265 | 0.21621 | 0.31631 | 0.30863
2012-10-26 17:00 | 0.28173 | 0.28825 | 0.20638 | 0.21185 | 0.52119 | 0.52119 | 0.52119 | 0.52119 | 0.23945 | 0.23294 | 0.31481 | 0.30934
2012-10-26 18:00 | 0.25101 | 0.257 | 0.20487 | 0.20783 | 0.52119 | 0.52119 | 0.52119 | 0.52119 | 0.27018 | 0.26419 | 0.31632 | 0.31336
2012-10-26 19:00 | 0.22883 | 0.21015 | 0.20505 | 0.20646 | 0.52119 | 0.52119 | 0.52119 | 0.52119 | 0.29236 | 0.31104 | 0.31614 | 0.31473
2012-10-26 20:00 | 0.2133 | 0.18713 | 0.20229 | 0.20761 | 0.52119 | 0.52119 | 0.52119 | 0.52119 | 0.30789 | 0.33406 | 0.3189 | 0.31358
2012-10-26 21:00 | 0.20057 | 0.17726 | 0.20064 | 0.20709 | 0.52119 | 0.52119 | 0.52119 | 0.52119 | 0.32061 | 0.34393 | 0.32055 | 0.3141
2012-10-26 22:00 | 0.18906 | 0.14088 | 0.19724 | 0.20416 | 0.52119 | 0.52119 | 0.52119 | 0.52119 | 0.33213 | 0.38031 | 0.32395 | 0.31703
2012-10-26 23:00 | 0.17954 | 0.11056 | 0.19037 | 0.20333 | 0.52119 | 0.52119 | 0.52119 | 0.52119 | 0.34165 | 0.41063 | 0.33082 | 0.31786
2012-10-27 | 0.17374 | 0.10928 | 0.18693 | 0.20819 | 0.52119 | 0.52119 | 0.52119 | 0.52119 | 0.34745 | 0.41191 | 0.33426 | 0.313
2012-10-27 01:00 | 0.17269 | 0.10443 | 0.1831 | 0.2096 | 0.52119 | 0.52119 | 0.52119 | 0.52119 | 0.3485 | 0.41676 | 0.33809 | 0.31159
2012-10-27 02:00 | 0.17492 | 0.10351 | 0.18253 | 0.20768 | 0.52119 | 0.52119 | 0.52119 | 0.52119 | 0.34627 | 0.41768 | 0.33865 | 0.3135
2012-10-27 03:00 | 0.17636 | 0.10559 | 0.18407 | 0.20892 | 0.52119 | 0.52119 | 0.52119 | 0.52119 | 0.34483 | 0.4156 | 0.33712 | 0.31227
2012-10-27 04:00 | 0.17691 | 0.1102 | 0.18886 | 0.20848 | 0.52119 | 0.52119 | 0.52119 | 0.52119 | 0.34428 | 0.41099 | 0.33233 | 0.31271
2012-10-27 05:00 | 0.18014 | 0.11371 | 0.19306 | 0.20962 | 0.52119 | 0.52119 | 0.52119 | 0.52119 | 0.34105 | 0.40747 | 0.32813 | 0.31157
2012-10-27 06:00 | 0.19431 | 0.12885 | 0.19577 | 0.21426 | 0.52119 | 0.52119 | 0.52119 | 0.52119 | 0.32688 | 0.39234 | 0.32542 | 0.30693
2012-10-27 07:00 | 0.20882 | 0.16479 | 0.19694 | 0.21316 | 0.52119 | 0.52119 | 0.52119 | 0.52119 | 0.31237 | 0.3564 | 0.32425 | 0.30803
2012-10-27 08:00 | 0.22863 | 0.21326 | 0.20182 | 0.21522 | 0.52119 | 0.52119 | 0.52119 | 0.52119 | 0.29255 | 0.30793 | 0.31937 | 0.30597
2012-10-27 09:00 | 0.2381 | 0.23182 | 0.20016 | 0.217 | 0.52119 | 0.52119 | 0.52119 | 0.52119 | 0.28308 | 0.28937 | 0.32102 | 0.30419
2012-10-27 10:00 | 0.2419 | 0.23278 | 0.19568 | 0.21613 | 0.52119 | 0.52119 | 0.52119 | 0.52119 | 0.27929 | 0.2884 | 0.3255 | 0.30506
2012-10-27 11:00 | 0.24271 | 0.23782 | 0.19765 | 0.21783 | 0.52119 | 0.52119 | 0.52119 | 0.52119 | 0.27848 | 0.28337 | 0.32354 | 0.30336
2012-10-27 12:00 | 0.24173 | 0.23446 | 0.19655 | 0.21598 | 0.52119 | 0.52119 | 0.52119 | 0.52119 | 0.27946 | 0.28673 | 0.32464 | 0.30521
2012-10-27 13:00 | 0.24142 | 0.2237 | 0.19288 | 0.21313 | 0.52119 | 0.52119 | 0.52119 | 0.52119 | 0.27976 | 0.29748 | 0.3283 | 0.30805
2012-10-27 14:00 | 0.23487 | 0.21744 | 0.19129 | 0.20945 | 0.52119 | 0.52119 | 0.52119 | 0.52119 | 0.28632 | 0.30375 | 0.3299 | 0.31174
2012-10-27 15:00 | 0.22752 | 0.19075 | 0.19368 | 0.20905 | 0.52119 | 0.52119 | 0.52119 | 0.52119 | 0.29367 | 0.33044 | 0.32751 | 0.31214
2012-10-27 16:00 | 0.22222 | 0.17495 | 0.19492 | 0.20941 | 0.52119 | 0.52119 | 0.52119 | 0.52119 | 0.29897 | 0.34623 | 0.32627 | 0.31177
2012-10-27 17:00 | 0.21415 | 0.16159 | 0.19502 | 0.2073 | 0.52119 | 0.52119 | 0.52119 | 0.52119 | 0.30704 | 0.3596 | 0.32617 | 0.31389
2012-10-27 18:00 | 0.20865 | 0.15362 | 0.19658 | 0.20205 | 0.52119 | 0.52119 | 0.52119 | 0.52119 | 0.31254 | 0.36757 | 0.32461 | 0.31914
2012-10-27 19:00 | 0.19824 | 0.1425 | 0.19571 | 0.20093 | 0.52119 | 0.52119 | 0.52119 | 0.52119 | 0.32295 | 0.37869 | 0.32548 | 0.32026
2012-10-27 20:00 | 0.19733 | 0.13555 | 0.19252 | 0.20398 | 0.52119 | 0.52119 | 0.52119 | 0.52119 | 0.32386 | 0.38564 | 0.32867 | 0.31721
2012-10-27 21:00 | 0.1922 | 0.13123 | 0.19615 | 0.20473 | 0.52119 | 0.52119 | 0.52119 | 0.52119 | 0.32899 | 0.38996 | 0.32504 | 0.31646
2012-10-27 22:00 | 0.19014 | 0.12587 | 0.19389 | 0.20559 | 0.52119 | 0.52119 | 0.52119 | 0.52119 | 0.33104 | 0.39532 | 0.32729 | 0.3156
2012-10-27 23:00 | 0.18982 | 0.11233 | 0.19388 | 0.20658 | 0.52119 | 0.52119 | 0.52119 | 0.52119 | 0.33136 | 0.40885 | 0.3273 | 0.3146
2012-10-28 | 0.1747 | 0.10911 | 0.18748 | 0.20872 | 0.52119 | 0.52119 | 0.52119 | 0.52119 | 0.34648 | 0.41208 | 0.33371 | 0.31247
2012-10-28 01:00 | 0.1739 | 0.10422 | 0.18407 | 0.20957 | 0.52119 | 0.52119 | 0.52119 | 0.52119 | 0.34729 | 0.41697 | 0.33712 | 0.31162
2012-10-28 02:00 | 0.17581 | 0.10342 | 0.1832 | 0.20732 | 0.52119 | 0.52119 | 0.52119 | 0.52119 | 0.34538 | 0.41777 | 0.33799 | 0.31387
2012-10-28 03:00 | 0.17683 | 0.1055 | 0.18485 | 0.20949 | 0.52119 | 0.52119 | 0.52119 | 0.52119 | 0.34436 | 0.41568 | 0.33634 | 0.31169
2012-10-28 04:00 | 0.17789 | 0.11012 | 0.18907 | 0.2086 | 0.52119 | 0.52119 | 0.52119 | 0.52119 | 0.3433 | 0.41107 | 0.33211 | 0.31259
2012-10-28 05:00 | 0.18103 | 0.11367 | 0.19332 | 0.20981 | 0.52119 | 0.52119 | 0.52119 | 0.52119 | 0.34016 | 0.40752 | 0.32787 | 0.31138
2012-10-28 06:00 | 0.19527 | 0.12904 | 0.19594 | 0.2149 | 0.52119 | 0.52119 | 0.52119 | 0.52119 | 0.32591 | 0.39215 | 0.32525 | 0.30629
2012-10-28 07:00 | 0.20872 | 0.1648 | 0.19748 | 0.21352 | 0.52119 | 0.52119 | 0.52119 | 0.52119 | 0.31247 | 0.35639 | 0.32371 | 0.30767
2012-10-28 08:00 | 0.2293 | 0.21327 | 0.20189 | 0.21549 | 0.52119 | 0.52119 | 0.52119 | 0.52119 | 0.29189 | 0.30792 | 0.3193 | 0.3057
2012-10-28 09:00 | 0.23828 | 0.23047 | 0.20139 | 0.21476 | 0.52119 | 0.52119 | 0.52119 | 0.52119 | 0.28291 | 0.29071 | 0.3198 | 0.30643
2012-10-28 10:00 | 0.24239 | 0.23284 | 0.1964 | 0.21711 | 0.52119 | 0.52119 | 0.52119 | 0.52119 | 0.2788 | 0.28835 | 0.32479 | 0.30408
2012-10-28 11:00 | 0.24395 | 0.23747 | 0.19728 | 0.21951 | 0.52119 | 0.52119 | 0.52119 | 0.52119 | 0.27724 | 0.28372 | 0.32391 | 0.30168
2012-10-28 12:00 | 0.24317 | 0.23313 | 0.19654 | 0.21699 | 0.52119 | 0.52119 | 0.52119 | 0.52119 | 0.27802 | 0.28806 | 0.32464 | 0.3042
2012-10-28 13:00 | 0.24144 | 0.22265 | 0.20026 | 0.21316 | 0.52119 | 0.52119 | 0.52119 | 0.52119 | 0.27975 | 0.29854 | 0.32093 | 0.30802
2012-10-28 14:00 | 0.23435 | 0.21622 | 0.19522 | 0.20947 | 0.52119 | 0.52119 | 0.52119 | 0.52119 | 0.28684 | 0.30497 | 0.32597 | 0.31172
2012-10-28 15:00 | 0.22757 | 0.18943 | 0.18955 | 0.20805 | 0.52119 | 0.52119 | 0.52119 | 0.52119 | 0.29362 | 0.33176 | 0.33163 | 0.31314
2012-10-28 16:00 | 0.22234 | 0.17305 | 0.18943 | 0.20692 | 0.52119 | 0.52119 | 0.52119 | 0.52119 | 0.29885 | 0.34814 | 0.33176 | 0.31427
2012-10-28 17:00 | 0.2141 | 0.15995 | 0.19316 | 0.20455 | 0.52119 | 0.52119 | 0.52119 | 0.52119 | 0.30709 | 0.36124 | 0.32802 | 0.31663
2012-10-28 18:00 | 0.20869 | 0.15233 | 0.19307 | 0.20138 | 0.52119 | 0.52119 | 0.52119 | 0.52119 | 0.3125 | 0.36885 | 0.32811 | 0.31981
2012-10-28 19:00 | 0.19883 | 0.14174 | 0.19639 | 0.20067 | 0.52119 | 0.52119 | 0.52119 | 0.52119 | 0.32236 | 0.37945 | 0.3248 | 0.32052
2012-10-28 20:00 | 0.1979 | 0.13508 | 0.1942 | 0.20329 | 0.52119 | 0.52119 | 0.52119 | 0.52119 | 0.32329 | 0.3861 | 0.32699 | 0.3179
2012-10-28 21:00 | 0.19276 | 0.13083 | 0.19574 | 0.20502 | 0.52119 | 0.52119 | 0.52119 | 0.52119 | 0.32843 | 0.39036 | 0.32545 | 0.31617
2012-10-28 22:00 | 0.19027 | 0.12568 | 0.19413 | 0.2057 | 0.52119 | 0.52119 | 0.52119 | 0.52119 | 0.33092 | 0.39551 | 0.32706 | 0.31548
2012-10-28 23:00 | 0.18975 | 0.11347 | 0.19455 | 0.2068 | 0.52119 | 0.52119 | 0.52119 | 0.52119 | 0.33144 | 0.40771 | 0.32664 | 0.31439
2012-10-29 | 0.17738 | 0.10403 | 0.18301 | 0.21449 | 0.52119 | 0.52119 | 0.52119 | 0.52119 | 0.34381 | 0.41715 | 0.33818 | 0.3067
2012-10-29 01:00 | 0.17778 | 0.099511 | 0.18193 | 0.21515 | 0.52119 | 0.52119 | 0.52119 | 0.52119 | 0.34341 | 0.42168 | 0.33926 | 0.30604
2012-10-29 02:00 | 0.17451 | 0.10109 | 0.18512 | 0.21667 | 0.52119 | 0.52119 | 0.52119 | 0.52119 | 0.34668 | 0.42009 | 0.33607 | 0.30451
2012-10-29 03:00 | 0.18484 | 0.10233 | 0.19022 | 0.21824 | 0.52119 | 0.52119 | 0.52119 | 0.52119 | 0.33635 | 0.41886 | 0.33097 | 0.30295
2012-10-29 04:00 | 0.20339 | 0.12649 | 0.19345 | 0.22232 | 0.52119 | 0.52119 | 0.52119 | 0.52119 | 0.31779 | 0.39469 | 0.32773 | 0.29886
2012-10-29 05:00 | 0.22969 | 0.14674 | 0.19555 | 0.2296 | 0.52119 | 0.52119 | 0.52119 | 0.52119 | 0.2915 | 0.37445 | 0.32564 | 0.29158
2012-10-29 06:00 | 0.26882 | 0.23264 | 0.20195 | 0.2303 | 0.52119 | 0.52119 | 0.52119 | 0.52119 | 0.25237 | 0.28855 | 0.31924 | 0.29089
2012-10-29 07:00 | 0.29338 | 0.30391 | 0.20106 | 0.23365 | 0.52119 | 0.52119 | 0.52119 | 0.52119 | 0.22781 | 0.21728 | 0.32013 | 0.28754
2012-10-29 08:00 | 0.30206 | 0.32509 | 0.19849 | 0.23425 | 0.52119 | 0.52119 | 0.52119 | 0.52119 | 0.21913 | 0.1961 | 0.32269 | 0.28694
2012-10-29 09:00 | 0.29866 | 0.32393 | 0.20111 | 0.23193 | 0.52119 | 0.52119 | 0.52119 | 0.52119 | 0.22253 | 0.19726 | 0.32008 | 0.28926
2012-10-29 10:00 | 0.29724 | 0.31883 | 0.20298 | 0.22818 | 0.52119 | 0.52119 | 0.52119 | 0.52119 | 0.22395 | 0.20236 | 0.3182 | 0.29301
2012-10-29 11:00 | 0.29519 | 0.31531 | 0.2075 | 0.22613 | 0.52119 | 0.52119 | 0.52119 | 0.52119 | 0.226 | 0.20588 | 0.31369 | 0.29506
2012-10-29 12:00 | 0.2938 | 0.3114 | 0.20817 | 0.22703 | 0.52119 | 0.52119 | 0.52119 | 0.52119 | 0.22739 | 0.20979 | 0.31302 | 0.29416
2012-10-29 13:00 | 0.29284 | 0.30982 | 0.20759 | 0.22767 | 0.52119 | 0.52119 | 0.52119 | 0.52119 | 0.22835 | 0.21136 | 0.3136 | 0.29352
2012-10-29 14:00 | 0.29292 | 0.30761 | 0.19641 | 0.22676 | 0.52119 | 0.52119 | 0.52119 | 0.52119 | 0.22827 | 0.21357 | 0.32478 | 0.29443
2012-10-29 15:00 | 0.29036 | 0.30232 | 0.19619 | 0.22145 | 0.52119 | 0.52119 | 0.52119 | 0.52119 | 0.23082 | 0.21886 | 0.325 | 0.29974
2012-10-29 16:00 | 0.28857 | 0.30214 | 0.19835 | 0.22099 | 0.52119 | 0.52119 | 0.52119 | 0.52119 | 0.23262 | 0.21904 | 0.32283 | 0.3002
2012-10-29 17:00 | 0.28122 | 0.28591 | 0.19971 | 0.22247 | 0.52119 | 0.52119 | 0.52119 | 0.52119 | 0.23997 | 0.23528 | 0.32147 | 0.29872
2012-10-29 18:00 | 0.25087 | 0.25464 | 0.19883 | 0.21869 | 0.52119 | 0.52119 | 0.52119 | 0.52119 | 0.27031 | 0.26655 | 0.32236 | 0.3025
2012-10-29 19:00 | 0.22857 | 0.20804 | 0.19877 | 0.21692 | 0.52119 | 0.52119 | 0.52119 | 0.52119 | 0.29261 | 0.31314 | 0.32242 | 0.30427
2012-10-29 20:00 | 0.21355 | 0.18664 | 0.197 | 0.21973 | 0.52119 | 0.52119 | 0.52119 | 0.52119 | 0.30764 | 0.33455 | 0.32419 | 0.30146
2012-10-29 21:00 | 0.2005 | 0.17725 | 0.19553 | 0.21921 | 0.52119 | 0.52119 | 0.52119 | 0.52119 | 0.32069 | 0.34394 | 0.32566 | 0.30198
2012-10-29 22:00 | 0.18908 | 0.14106 | 0.19269 | 0.21631 | 0.52119 | 0.52119 | 0.52119 | 0.52119 | 0.33211 | 0.38013 | 0.3285 | 0.30488
2012-10-29 23:00 | 0.18112 | 0.11037 | 0.18625 | 0.21475 | 0.52119 | 0.52119 | 0.52119 | 0.52119 | 0.34006 | 0.41081 | 0.33494 | 0.30644
2012-10-30 | 0.17763 | 0.10408 | 0.18012 | 0.21555 | 0.52119 | 0.52119 | 0.52119 | 0.52119 | 0.34356 | 0.41711 | 0.34107 | 0.30564
2012-10-30 01:00 | 0.17841 | 0.099445 | 0.17846 | 0.21628 | 0.52119 | 0.52119 | 0.52119 | 0.52119 | 0.34278 | 0.42174 | 0.34273 | 0.30491
2012-10-30 02:00 | 0.17538 | 0.10104 | 0.18123 | 0.21785 | 0.52119 | 0.52119 | 0.52119 | 0.52119 | 0.34581 | 0.42015 | 0.33996 | 0.30333
2012-10-30 03:00 | 0.18559 | 0.10221 | 0.18717 | 0.2189 | 0.52119 | 0.52119 | 0.52119 | 0.52119 | 0.3356 | 0.41898 | 0.33402 | 0.30228
2012-10-30 04:00 | 0.2048 | 0.12615 | 0.18962 | 0.23331 | 0.52119 | 0.52119 | 0.52119 | 0.52119 | 0.31639 | 0.39504 | 0.33157 | 0.28788
2012-10-30 05:00 | 0.23124 | 0.14676 | 0.19266 | 0.23951 | 0.52119 | 0.52119 | 0.52119 | 0.52119 | 0.28995 | 0.37443 | 0.32853 | 0.28167
2012-10-30 06:00 | 0.27041 | 0.23255 | 0.19881 | 0.23315 | 0.52119 | 0.52119 | 0.52119 | 0.52119 | 0.25078 | 0.28864 | 0.32238 | 0.28804
2012-10-30 07:00 | 0.29323 | 0.30231 | 0.19867 | 0.23459 | 0.52119 | 0.52119 | 0.52119 | 0.52119 | 0.22796 | 0.21887 | 0.32252 | 0.2866
2012-10-30 08:00 | 0.30102 | 0.32391 | 0.20255 | 0.23425 | 0.52119 | 0.52119 | 0.52119 | 0.52119 | 0.22016 | 0.19727 | 0.31863 | 0.28694
2012-10-30 09:00 | 0.29866 | 0.32191 | 0.20599 | 0.2308 | 0.52119 | 0.52119 | 0.52119 | 0.52119 | 0.22253 | 0.19928 | 0.3152 | 0.29039
2012-10-30 10:00 | 0.29757 | 0.31647 | 0.20008 | 0.22912 | 0.52119 | 0.52119 | 0.52119 | 0.52119 | 0.22362 | 0.20472 | 0.32111 | 0.29207
2012-10-30 11:00 | 0.29564 | 0.3146 | 0.2029 | 0.22659 | 0.52119 | 0.52119 | 0.52119 | 0.52119 | 0.22554 | 0.20658 | 0.31829 | 0.2946
2012-10-30 12:00 | 0.29443 | 0.31122 | 0.20101 | 0.22783 | 0.52119 | 0.52119 | 0.52119 | 0.52119 | 0.22676 | 0.20997 | 0.32017 | 0.29336
2012-10-30 13:00 | 0.29337 | 0.31029 | 0.19494 | 0.22744 | 0.52119 | 0.52119 | 0.52119 | 0.52119 | 0.22782 | 0.2109 | 0.32625 | 0.29375
2012-10-30 14:00 | 0.29409 | 0.30897 | 0.19468 | 0.22627 | 0.52119 | 0.52119 | 0.52119 | 0.52119 | 0.2271 | 0.21222 | 0.3265 | 0.29491
2012-10-30 15:00 | 0.29161 | 0.3042 | 0.19592 | 0.22343 | 0.52119 | 0.52119 | 0.52119 | 0.52119 | 0.22957 | 0.21699 | 0.32526 | 0.29776
2012-10-30 16:00 | 0.28913 | 0.30454 | 0.20142 | 0.22282 | 0.52119 | 0.52119 | 0.52119 | 0.52119 | 0.23206 | 0.21664 | 0.31977 | 0.29836
2012-10-30 17:00 | 0.2816 | 0.28815 | 0.20469 | 0.22229 | 0.52119 | 0.52119 | 0.52119 | 0.52119 | 0.23959 | 0.23304 | 0.3165 | 0.2989
2012-10-30 18:00 | 0.25092 | 0.25685 | 0.20478 | 0.21795 | 0.52119 | 0.52119 | 0.52119 | 0.52119 | 0.27026 | 0.26433 | 0.31641 | 0.30324
2012-10-30 19:00 | 0.22904 | 0.20976 | 0.20668 | 0.2164 | 0.52119 | 0.52119 | 0.52119 | 0.52119 | 0.29215 | 0.31143 | 0.31451 | 0.30478
2012-10-30 20:00 | 0.21342 | 0.18737 | 0.20495 | 0.21662 | 0.52119 | 0.52119 | 0.52119 | 0.52119 | 0.30777 | 0.33382 | 0.31624 | 0.30457
2012-10-30 21:00 | 0.20038 | 0.17742 | 0.20258 | 0.21596 | 0.52119 | 0.52119 | 0.52119 | 0.52119 | 0.32081 | 0.34377 | 0.31861 | 0.30522
2012-10-30 22:00 | 0.18904 | 0.14101 | 0.19877 | 0.21301 | 0.52119 | 0.52119 | 0.52119 | 0.52119 | 0.33215 | 0.38018 | 0.32242 | 0.30818
2012-10-30 23:00 | 0.17879 | 0.11056 | 0.19229 | 0.21175 | 0.52119 | 0.52119 | 0.52119 | 0.52119 | 0.3424 | 0.41062 | 0.3289 | 0.30944
2012-10-31 | 0.1776 | 0.10403 | 0.17152 | 0.21428 | 0.52119 | 0.52119 | 0.52119 | 0.52119 | 0.34359 | 0.41715 | 0.34967 | 0.30691
2012-10-31 01:00 | 0.17837 | 0.099556 | 0.17162 | 0.2147 | 0.52119 | 0.52119 | 0.52119 | 0.52119 | 0.34282 | 0.42163 | 0.34957 | 0.30649
2012-10-31 02:00 | 0.17443 | 0.10113 | 0.17352 | 0.21628 | 0.52119 | 0.52119 | 0.52119 | 0.52119 | 0.34676 | 0.42006 | 0.34767 | 0.30491
2012-10-31 03:00 | 0.1849 | 0.10236 | 0.17813 | 0.21738 | 0.52119 | 0.52119 | 0.52119 | 0.52119 | 0.33628 | 0.41883 | 0.34306 | 0.30381
2012-10-31 04:00 | 0.20328 | 0.1266 | 0.17961 | 0.21958 | 0.52119 | 0.52119 | 0.52119 | 0.52119 | 0.31791 | 0.39459 | 0.34157 | 0.30161
2012-10-31 05:00 | 0.22984 | 0.14687 | 0.18269 | 0.22464 | 0.52119 | 0.52119 | 0.52119 | 0.52119 | 0.29134 | 0.37432 | 0.3385 | 0.29655
2012-10-31 06:00 | 0.26855 | 0.23279 | 0.1932 | 0.2291 | 0.52119 | 0.52119 | 0.52119 | 0.52119 | 0.25264 | 0.2884 | 0.32799 | 0.29209
2012-10-31 07:00 | 0.29473 | 0.3039 | 0.19247 | 0.23108 | 0.52119 | 0.52119 | 0.52119 | 0.52119 | 0.22645 | 0.21729 | 0.32871 | 0.29011
2012-10-31 08:00 | 0.30488 | 0.32683 | 0.19089 | 0.23233 | 0.52119 | 0.52119 | 0.52119 | 0.52119 | 0.21631 | 0.19436 | 0.3303 | 0.28885
2012-10-31 09:00 | 0.30072 | 0.3229 | 0.19199 | 0.23218 | 0.52119 | 0.52119 | 0.52119 | 0.52119 | 0.22047 | 0.19828 | 0.3292 | 0.28901
2012-10-31 10:00 | 0.2992 | 0.31634 | 0.19034 | 0.23288 | 0.52119 | 0.52119 | 0.52119 | 0.52119 | 0.22198 | 0.20484 | 0.33085 | 0.28831
2012-10-31 11:00 | 0.29654 | 0.3176 | 0.19122 | 0.23211 | 0.52119 | 0.52119 | 0.52119 | 0.52119 | 0.22465 | 0.20359 | 0.32996 | 0.28908
2012-10-31 12:00 | 0.29529 | 0.31398 | 0.19145 | 0.22901 | 0.52119 | 0.52119 | 0.52119 | 0.52119 | 0.2259 | 0.20721 | 0.32974 | 0.29218
2012-10-31 13:00 | 0.29459 | 0.3146 | 0.19573 | 0.22742 | 0.52119 | 0.52119 | 0.52119 | 0.52119 | 0.2266 | 0.20658 | 0.32546 | 0.29377
2012-10-31 14:00 | 0.29577 | 0.31192 | 0.19419 | 0.22593 | 0.52119 | 0.52119 | 0.52119 | 0.52119 | 0.22542 | 0.20927 | 0.327 | 0.29526
2012-10-31 15:00 | 0.29357 | 0.30664 | 0.19438 | 0.22381 | 0.52119 | 0.52119 | 0.52119 | 0.52119 | 0.22762 | 0.21455 | 0.32681 | 0.29738
2012-10-31 16:00 | 0.291 | 0.30538 | 0.1958 | 0.22205 | 0.52119 | 0.52119 | 0.52119 | 0.52119 | 0.23019 | 0.21581 | 0.32539 | 0.29914
2012-10-31 17:00 | 0.28345 | 0.28848 | 0.19577 | 0.22128 | 0.52119 | 0.52119 | 0.52119 | 0.52119 | 0.23774 | 0.23271 | 0.32542 | 0.29991
2012-10-31 18:00 | 0.25161 | 0.25669 | 0.19474 | 0.21816 | 0.52119 | 0.52119 | 0.52119 | 0.52119 | 0.26958 | 0.2645 | 0.32645 | 0.30303
2012-10-31 19:00 | 0.22966 | 0.20894 | 0.19548 | 0.2164 | 0.52119 | 0.52119 | 0.52119 | 0.52119 | 0.29153 | 0.31225 | 0.32571 | 0.30479
2012-10-31 20:00 | 0.21406 | 0.1876 | 0.19324 | 0.21643 | 0.52119 | 0.52119 | 0.52119 | 0.52119 | 0.30713 | 0.33359 | 0.32795 | 0.30476
2012-10-31 21:00 | 0.20078 | 0.17766 | 0.19063 | 0.21628 | 0.52119 | 0.52119 | 0.52119 | 0.52119 | 0.32041 | 0.34353 | 0.33056 | 0.30491
2012-10-31 22:00 | 0.18954 | 0.14145 | 0.18683 | 0.21381 | 0.52119 | 0.52119 | 0.52119 | 0.52119 | 0.33164 | 0.37974 | 0.33436 | 0.30738
2012-10-31 23:00 | 0.17931 | 0.11054 | 0.18 | 0.21305 | 0.52119 | 0.52119 | 0.52119 | 0.52119 | 0.34188 | 0.41065 | 0.34119 | 0.30814
2012-11-01 | 0.17811 | 0.10566 | 0.17609 | 0.21957 | 0.52119 | 0.52119 | 0.52119 | 0.52119 | 0.34308 | 0.41553 | 0.3451 | 0.30162
2012-11-01 01:00 | 0.17897 | 0.101 | 0.17385 | 0.22063 | 0.52119 | 0.52119 | 0.52119 | 0.52119 | 0.34222 | 0.42019 | 0.34733 | 0.30055
2012-11-01 02:00 | 0.17548 | 0.10256 | 0.17587 | 0.22238 | 0.52119 | 0.52119 | 0.52119 | 0.52119 | 0.34571 | 0.41863 | 0.34532 | 0.29881
2012-11-01 03:00 | 0.18597 | 0.10374 | 0.18078 | 0.22392 | 0.52119 | 0.52119 | 0.52119 | 0.52119 | 0.33522 | 0.41744 | 0.34041 | 0.29727
2012-11-01 04:00 | 0.20485 | 0.12758 | 0.18376 | 0.22858 | 0.52119 | 0.52119 | 0.52119 | 0.52119 | 0.31634 | 0.39361 | 0.33742 | 0.29261
2012-11-01 05:00 | 0.23131 | 0.14848 | 0.18667 | 0.23285 | 0.52119 | 0.52119 | 0.52119 | 0.52119 | 0.28988 | 0.37271 | 0.33452 | 0.28834
2012-11-01 06:00 | 0.26919 | 0.23347 | 0.19401 | 0.2358 | 0.52119 | 0.52119 | 0.52119 | 0.52119 | 0.252 | 0.28772 | 0.32718 | 0.28538
2012-11-01 07:00 | 0.29414 | 0.30194 | 0.19451 | 0.23875 | 0.52119 | 0.52119 | 0.52119 | 0.52119 | 0.22705 | 0.21924 | 0.32668 | 0.28244
2012-11-01 08:00 | 0.30215 | 0.32682 | 0.19039 | 0.23938 | 0.52119 | 0.52119 | 0.52119 | 0.52119 | 0.21904 | 0.19437 | 0.3308 | 0.28181
2012-11-01 09:00 | 0.2995 | 0.32354 | 0.18908 | 0.23832 | 0.52119 | 0.52119 | 0.52119 | 0.52119 | 0.22169 | 0.19765 | 0.33211 | 0.28287
2012-11-01 10:00 | 0.29832 | 0.31869 | 0.18732 | 0.23755 | 0.52119 | 0.52119 | 0.52119 | 0.52119 | 0.22287 | 0.20249 | 0.33387 | 0.28364
2012-11-01 11:00 | 0.29641 | 0.31685 | 0.18806 | 0.23619 | 0.52119 | 0.52119 | 0.52119 | 0.52119 | 0.22477 | 0.20433 | 0.33313 | 0.285
2012-11-01 12:00 | 0.29466 | 0.31366 | 0.18766 | 0.23335 | 0.52119 | 0.52119 | 0.52119 | 0.52119 | 0.22652 | 0.20753 | 0.33353 | 0.28784
2012-11-01 13:00 | 0.29364 | 0.31423 | 0.18847 | 0.23158 | 0.52119 | 0.52119 | 0.52119 | 0.52119 | 0.22755 | 0.20696 | 0.33272 | 0.28961
2012-11-01 14:00 | 0.29388 | 0.31326 | 0.19171 | 0.23027 | 0.52119 | 0.52119 | 0.52119 | 0.52119 | 0.22731 | 0.20793 | 0.32948 | 0.29092
2012-11-01 15:00 | 0.29175 | 0.308 | 0.19268 | 0.2287 | 0.52119 | 0.52119 | 0.52119 | 0.52119 | 0.22944 | 0.21319 | 0.3285 | 0.29249
2012-11-01 16:00 | 0.28983 | 0.3068 | 0.19501 | 0.22734 | 0.52119 | 0.52119 | 0.52119 | 0.52119 | 0.23136 | 0.21438 | 0.32618 | 0.29385
2012-11-01 17:00 | 0.28338 | 0.29004 | 0.1969 | 0.22595 | 0.52119 | 0.52119 | 0.52119 | 0.52119 | 0.2378 | 0.23115 | 0.32429 | 0.29523
2012-11-01 18:00 | 0.25167 | 0.25695 | 0.19776 | 0.2224 | 0.52119 | 0.52119 | 0.52119 | 0.52119 | 0.26951 | 0.26424 | 0.32343 | 0.29879
2012-11-01 19:00 | 0.22955 | 0.211 | 0.19792 | 0.22059 | 0.52119 | 0.52119 | 0.52119 | 0.52119 | 0.29164 | 0.31019 | 0.32326 | 0.3006
2012-11-01 20:00 | 0.21411 | 0.18926 | 0.19575 | 0.22101 | 0.52119 | 0.52119 | 0.52119 | 0.52119 | 0.30708 | 0.33192 | 0.32544 | 0.30018
2012-11-01 21:00 | 0.20094 | 0.17926 | 0.19334 | 0.22066 | 0.52119 | 0.52119 | 0.52119 | 0.52119 | 0.32025 | 0.34193 | 0.32785 | 0.30053
2012-11-01 22:00 | 0.1896 | 0.1429 | 0.18948 | 0.21777 | 0.52119 | 0.52119 | 0.52119 | 0.52119 | 0.33159 | 0.37829 | 0.33171 | 0.30342
2012-11-01 23:00 | 0.17961 | 0.11223 | 0.18321 | 0.21651 | 0.52119 | 0.52119 | 0.52119 | 0.52119 | 0.34158 | 0.40896 | 0.33798 | 0.30468
2012-11-02 | 0.17788 | 0.10575 | 0.17612 | 0.21887 | 0.52119 | 0.52119 | 0.52119 | 0.52119 | 0.34331 | 0.41544 | 0.34507 | 0.30231
2012-11-02 01:00 | 0.17865 | 0.1011 | 0.17561 | 0.21953 | 0.52119 | 0.52119 | 0.52119 | 0.52119 | 0.34254 | 0.42009 | 0.34558 | 0.30166
2012-11-02 02:00 | 0.17512 | 0.10266 | 0.17766 | 0.22119 | 0.52119 | 0.52119 | 0.52119 | 0.52119 | 0.34607 | 0.41853 | 0.34352 | 0.3
2012-11-02 03:00 | 0.18565 | 0.10388 | 0.18262 | 0.22256 | 0.52119 | 0.52119 | 0.52119 | 0.52119 | 0.33554 | 0.4173 | 0.33857 | 0.29863
2012-11-02 04:00 | 0.20415 | 0.12804 | 0.18429 | 0.22541 | 0.52119 | 0.52119 | 0.52119 | 0.52119 | 0.31704 | 0.39315 | 0.3369 | 0.29578
2012-11-02 05:00 | 0.23058 | 0.14839 | 0.1879 | 0.23062 | 0.52119 | 0.52119 | 0.52119 | 0.52119 | 0.29061 | 0.3728 | 0.33329 | 0.29057
2012-11-02 06:00 | 0.26979 | 0.23391 | 0.19597 | 0.23424 | 0.52119 | 0.52119 | 0.52119 | 0.52119 | 0.2514 | 0.28728 | 0.32521 | 0.28695
2012-11-02 07:00 | 0.29525 | 0.30487 | 0.19513 | 0.2379 | 0.52119 | 0.52119 | 0.52119 | 0.52119 | 0.22594 | 0.21632 | 0.32605 | 0.28328
2012-11-02 08:00 | 0.30319 | 0.3273 | 0.19054 | 0.23899 | 0.52119 | 0.52119 | 0.52119 | 0.52119 | 0.218 | 0.19389 | 0.33065 | 0.2822
2012-11-02 09:00 | 0.30029 | 0.32699 | 0.19105 | 0.23789 | 0.52119 | 0.52119 | 0.52119 | 0.52119 | 0.2209 | 0.1942 | 0.33014 | 0.28329
2012-11-02 10:00 | 0.29878 | 0.32246 | 0.18974 | 0.23558 | 0.52119 | 0.52119 | 0.52119 | 0.52119 | 0.22241 | 0.19873 | 0.33145 | 0.28561
2012-11-02 11:00 | 0.29761 | 0.3179 | 0.19098 | 0.23202 | 0.52119 | 0.52119 | 0.52119 | 0.52119 | 0.22358 | 0.20328 | 0.33021 | 0.28917
2012-11-02 12:00 | 0.2954 | 0.31396 | 0.19132 | 0.23204 | 0.52119 | 0.52119 | 0.52119 | 0.52119 | 0.22579 | 0.20723 | 0.32987 | 0.28915
2012-11-02 13:00 | 0.29442 | 0.31253 | 0.18831 | 0.23137 | 0.52119 | 0.52119 | 0.52119 | 0.52119 | 0.22677 | 0.20865 | 0.33288 | 0.28982
2012-11-02 14:00 | 0.29465 | 0.31025 | 0.18568 | 0.23027 | 0.52119 | 0.52119 | 0.52119 | 0.52119 | 0.22653 | 0.21094 | 0.33551 | 0.29091
2012-11-02 15:00 | 0.29229 | 0.30504 | 0.18631 | 0.22663 | 0.52119 | 0.52119 | 0.52119 | 0.52119 | 0.2289 | 0.21614 | 0.33488 | 0.29455
2012-11-02 16:00 | 0.29034 | 0.30442 | 0.19069 | 0.22588 | 0.52119 | 0.52119 | 0.52119 | 0.52119 | 0.23084 | 0.21677 | 0.3305 | 0.29531
2012-11-02 17:00 | 0.28316 | 0.28836 | 0.19272 | 0.22652 | 0.52119 | 0.52119 | 0.52119 | 0.52119 | 0.23802 | 0.23283 | 0.32847 | 0.29467
2012-11-02 18:00 | 0.25216 | 0.257 | 0.19144 | 0.22255 | 0.52119 | 0.52119 | 0.52119 | 0.52119 | 0.26903 | 0.26418 | 0.32974 | 0.29864
2012-11-02 19:00 | 0.22968 | 0.21049 | 0.19107 | 0.22109 | 0.52119 | 0.52119 | 0.52119 | 0.52119 | 0.29151 | 0.3107 | 0.33012 | 0.3001
2012-11-02 20:00 | 0.21416 | 0.1886 | 0.18981 | 0.22349 | 0.52119 | 0.52119 | 0.52119 | 0.52119 | 0.30702 | 0.33259 | 0.33138 | 0.2977
2012-11-02 21:00 | 0.20098 | 0.17883 | 0.18841 | 0.22302 | 0.52119 | 0.52119 | 0.52119 | 0.52119 | 0.32021 | 0.34235 | 0.33278 | 0.29817
2012-11-02 22:00 | 0.18962 | 0.14251 | 0.18577 | 0.21997 | 0.52119 | 0.52119 | 0.52119 | 0.52119 | 0.33157 | 0.37868 | 0.33542 | 0.30122
2012-11-02 23:00 | 0.17935 | 0.11196 | 0.17989 | 0.21843 | 0.52119 | 0.52119 | 0.52119 | 0.52119 | 0.34184 | 0.40923 | 0.34129 | 0.30276
2012-11-03 | 0.17488 | 0.11139 | 0.17921 | 0.22316 | 0.52119 | 0.52119 | 0.52119 | 0.52119 | 0.34631 | 0.4098 | 0.34198 | 0.29803
2012-11-03 01:00 | 0.1738 | 0.10649 | 0.17553 | 0.22369 | 0.52119 | 0.52119 | 0.52119 | 0.52119 | 0.34739 | 0.4147 | 0.34566 | 0.29749
2012-11-03 02:00 | 0.17656 | 0.10599 | 0.1743 | 0.22192 | 0.52119 | 0.52119 | 0.52119 | 0.52119 | 0.34462 | 0.4152 | 0.34689 | 0.29927
2012-11-03 03:00 | 0.17751 | 0.10714 | 0.17548 | 0.22346 | 0.52119 | 0.52119 | 0.52119 | 0.52119 | 0.34368 | 0.41405 | 0.34571 | 0.29773
2012-11-03 04:00 | 0.17872 | 0.11189 | 0.17623 | 0.22298 | 0.52119 | 0.52119 | 0.52119 | 0.52119 | 0.34247 | 0.4093 | 0.34496 | 0.29821
2012-11-03 05:00 | 0.18246 | 0.11527 | 0.1843 | 0.22396 | 0.52119 | 0.52119 | 0.52119 | 0.52119 | 0.33873 | 0.40592 | 0.33688 | 0.29723
2012-11-03 06:00 | 0.19646 | 0.13058 | 0.18972 | 0.22755 | 0.52119 | 0.52119 | 0.52119 | 0.52119 | 0.32472 | 0.3906 | 0.33147 | 0.29364
2012-11-03 07:00 | 0.21098 | 0.16681 | 0.18832 | 0.22718 | 0.52119 | 0.52119 | 0.52119 | 0.52119 | 0.3102 | 0.35438 | 0.33286 | 0.29401
2012-11-03 08:00 | 0.22898 | 0.21518 | 0.19927 | 0.23024 | 0.52119 | 0.52119 | 0.52119 | 0.52119 | 0.29221 | 0.30601 | 0.32192 | 0.29095
2012-11-03 09:00 | 0.23871 | 0.23433 | 0.19229 | 0.22961 | 0.52119 | 0.52119 | 0.52119 | 0.52119 | 0.28247 | 0.28686 | 0.3289 | 0.29158
2012-11-03 10:00 | 0.24339 | 0.2335 | 0.18623 | 0.23146 | 0.52119 | 0.52119 | 0.52119 | 0.52119 | 0.2778 | 0.28769 | 0.33495 | 0.28973
2012-11-03 11:00 | 0.24494 | 0.23412 | 0.18844 | 0.23349 | 0.52119 | 0.52119 | 0.52119 | 0.52119 | 0.27625 | 0.28706 | 0.33275 | 0.2877
2012-11-03 12:00 | 0.24552 | 0.23065 | 0.18757 | 0.23155 | 0.52119 | 0.52119 | 0.52119 | 0.52119 | 0.27567 | 0.29054 | 0.33362 | 0.28964
2012-11-03 13:00 | 0.24237 | 0.21988 | 0.18314 | 0.22837 | 0.52119 | 0.52119 | 0.52119 | 0.52119 | 0.27882 | 0.30131 | 0.33805 | 0.29282
2012-11-03 14:00 | 0.23459 | 0.21314 | 0.18709 | 0.22442 | 0.52119 | 0.52119 | 0.52119 | 0.52119 | 0.28659 | 0.30804 | 0.3341 | 0.29677
2012-11-03 15:00 | 0.22762 | 0.18689 | 0.18003 | 0.22376 | 0.52119 | 0.52119 | 0.52119 | 0.52119 | 0.29357 | 0.3343 | 0.34115 | 0.29743
2012-11-03 16:00 | 0.22281 | 0.17424 | 0.18762 | 0.22397 | 0.52119 | 0.52119 | 0.52119 | 0.52119 | 0.29837 | 0.34695 | 0.33357 | 0.29721
2012-11-03 17:00 | 0.2143 | 0.16297 | 0.18744 | 0.222 | 0.52119 | 0.52119 | 0.52119 | 0.52119 | 0.30689 | 0.35822 | 0.33375 | 0.29919
2012-11-03 18:00 | 0.20842 | 0.15524 | 0.18906 | 0.2173 | 0.52119 | 0.52119 | 0.52119 | 0.52119 | 0.31277 | 0.36594 | 0.33213 | 0.30389
2012-11-03 19:00 | 0.19893 | 0.14429 | 0.1845 | 0.21714 | 0.52119 | 0.52119 | 0.52119 | 0.52119 | 0.32226 | 0.3769 | 0.33669 | 0.30405
2012-11-03 20:00 | 0.19715 | 0.13722 | 0.18305 | 0.22044 | 0.52119 | 0.52119 | 0.52119 | 0.52119 | 0.32404 | 0.38397 | 0.33814 | 0.30075
2012-11-03 21:00 | 0.19275 | 0.13281 | 0.18692 | 0.21974 | 0.52119 | 0.52119 | 0.52119 | 0.52119 | 0.32844 | 0.38838 | 0.33427 | 0.30144
2012-11-03 22:00 | 0.18994 | 0.12747 | 0.18489 | 0.22192 | 0.52119 | 0.52119 | 0.52119 | 0.52119 | 0.33125 | 0.39371 | 0.3363 | 0.29926
2012-11-03 23:00 | 0.19018 | 0.11578 | 0.18493 | 0.22219 | 0.52119 | 0.52119 | 0.52119 | 0.52119 | 0.33101 | 0.40541 | 0.33626 | 0.299
2012-11-04 | 0.17562 | 0.11201 | 0.17766 | 0.22232 | 0.52119 | 0.52119 | 0.52119 | 0.52119 | 0.34557 | 0.40918 | 0.34353 | 0.29887
2012-11-04 01:00 | 0.17383 | 0.10665 | 0.17385 | 0.22319 | 0.52119 | 0.52119 | 0.52119 | 0.52119 | 0.34736 | 0.41454 | 0.34734 | 0.29799
2012-11-04 02:00 | 0.17665 | 0.10537 | 0.17253 | 0.22261 | 0.52119 | 0.52119 | 0.52119 | 0.52119 | 0.34453 | 0.41581 | 0.34866 | 0.29858
2012-11-04 03:00 | 0.17703 | 0.10718 | 0.17396 | 0.224 | 0.52119 | 0.52119 | 0.52119 | 0.52119 | 0.34416 | 0.414 | 0.34723 | 0.29719
2012-11-04 04:00 | 0.17793 | 0.11193 | 0.1778 | 0.22348 | 0.52119 | 0.52119 | 0.52119 | 0.52119 | 0.34325 | 0.40925 | 0.34339 | 0.29771
2012-11-04 05:00 | 0.181 | 0.11526 | 0.18219 | 0.22412 | 0.52119 | 0.52119 | 0.52119 | 0.52119 | 0.34019 | 0.40593 | 0.339 | 0.29707
2012-11-04 06:00 | 0.19488 | 0.1307 | 0.18558 | 0.22677 | 0.52119 | 0.52119 | 0.52119 | 0.52119 | 0.32631 | 0.39049 | 0.33561 | 0.29442
2012-11-04 07:00 | 0.20983 | 0.16671 | 0.18665 | 0.22652 | 0.52119 | 0.52119 | 0.52119 | 0.52119 | 0.31136 | 0.35448 | 0.33454 | 0.29466
2012-11-04 08:00 | 0.22994 | 0.21518 | 0.18861 | 0.22989 | 0.52119 | 0.52119 | 0.52119 | 0.52119 | 0.29125 | 0.30601 | 0.33258 | 0.2913
2012-11-04 09:00 | 0.23857 | 0.233 | 0.18713 | 0.23259 | 0.52119 | 0.52119 | 0.52119 | 0.52119 | 0.28262 | 0.28818 | 0.33406 | 0.2886
2012-11-04 10:00 | 0.23995 | 0.22777 | 0.18199 | 0.23062 | 0.52119 | 0.52119 | 0.52119 | 0.52119 | 0.28124 | 0.29342 | 0.3392 | 0.29057
2012-11-04 11:00 | 0.24128 | 0.23165 | 0.18612 | 0.23247 | 0.52119 | 0.52119 | 0.52119 | 0.52119 | 0.2799 | 0.28954 | 0.33507 | 0.28872
2012-11-04 12:00 | 0.24 | 0.22942 | 0.1846 | 0.23092 | 0.52119 | 0.52119 | 0.52119 | 0.52119 | 0.28119 | 0.29177 | 0.33659 | 0.29027
2012-11-04 13:00 | 0.23713 | 0.21995 | 0.18674 | 0.22842 | 0.52119 | 0.52119 | 0.52119 | 0.52119 | 0.28406 | 0.30124 | 0.33445 | 0.29277
2012-11-04 14:00 | 0.23471 | 0.21357 | 0.18457 | 0.22435 | 0.52119 | 0.52119 | 0.52119 | 0.52119 | 0.28648 | 0.30762 | 0.33662 | 0.29684
2012-11-04 15:00 | 0.22764 | 0.18708 | 0.1834 | 0.22384 | 0.52119 | 0.52119 | 0.52119 | 0.52119 | 0.29355 | 0.33411 | 0.33779 | 0.29735
2012-11-04 16:00 | 0.22283 | 0.17266 | 0.18754 | 0.22437 | 0.52119 | 0.52119 | 0.52119 | 0.52119 | 0.29836 | 0.34853 | 0.33365 | 0.29682
2012-11-04 17:00 | 0.21539 | 0.16207 | 0.18681 | 0.22231 | 0.52119 | 0.52119 | 0.52119 | 0.52119 | 0.30579 | 0.35911 | 0.33438 | 0.29887
2012-11-04 18:00 | 0.2095 | 0.1546 | 0.18896 | 0.21764 | 0.52119 | 0.52119 | 0.52119 | 0.52119 | 0.31169 | 0.36659 | 0.33223 | 0.30355
2012-11-04 19:00 | 0.19918 | 0.1436 | 0.18722 | 0.21699 | 0.52119 | 0.52119 | 0.52119 | 0.52119 | 0.32201 | 0.37759 | 0.33397 | 0.3042
2012-11-04 20:00 | 0.19788 | 0.13664 | 0.18307 | 0.22022 | 0.52119 | 0.52119 | 0.52119 | 0.52119 | 0.32331 | 0.38455 | 0.33812 | 0.30097
2012-11-04 21:00 | 0.19312 | 0.13222 | 0.18673 | 0.22005 | 0.52119 | 0.52119 | 0.52119 | 0.52119 | 0.32807 | 0.38897 | 0.33446 | 0.30113
2012-11-04 22:00 | 0.19026 | 0.12699 | 0.18578 | 0.22166 | 0.52119 | 0.52119 | 0.52119 | 0.52119 | 0.33093 | 0.39419 | 0.3354 | 0.29953
2012-11-04 23:00 | 0.19016 | 0.11329 | 0.18561 | 0.22202 | 0.52119 | 0.52119 | 0.52119 | 0.52119 | 0.33103 | 0.4079 | 0.33557 | 0.29917
2012-11-05 | 0.17804 | 0.10502 | 0.1738 | 0.21976 | 0.52119 | 0.52119 | 0.52119 | 0.52119 | 0.34315 | 0.41616 | 0.34739 | 0.30142
2012-11-05 01:00 | 0.17889 | 0.10049 | 0.17243 | 0.22055 | 0.52119 | 0.52119 | 0.52119 | 0.52119 | 0.3423 | 0.4207 | 0.34876 | 0.30064
2012-11-05 02:00 | 0.17367 | 0.10244 | 0.17642 | 0.22224 | 0.52119 | 0.52119 | 0.52119 | 0.52119 | 0.34752 | 0.41875 | 0.34477 | 0.29894
2012-11-05 03:00 | 0.18369 | 0.10366 | 0.18148 | 0.22363 | 0.52119 | 0.52119 | 0.52119 | 0.52119 | 0.3375 | 0.41753 | 0.33971 | 0.29756
2012-11-05 04:00 | 0.20302 | 0.12787 | 0.18401 | 0.22726 | 0.52119 | 0.52119 | 0.52119 | 0.52119 | 0.31816 | 0.39332 | 0.33717 | 0.29393
2012-11-05 05:00 | 0.2295 | 0.14803 | 0.18653 | 0.2327 | 0.52119 | 0.52119 | 0.52119 | 0.52119 | 0.29169 | 0.37315 | 0.33466 | 0.28848
2012-11-05 06:00 | 0.26762 | 0.23169 | 0.19395 | 0.23532 | 0.52119 | 0.52119 | 0.52119 | 0.52119 | 0.25357 | 0.2895 | 0.32723 | 0.28587
2012-11-05 07:00 | 0.29527 | 0.3018 | 0.19464 | 0.23835 | 0.52119 | 0.52119 | 0.52119 | 0.52119 | 0.22591 | 0.21939 | 0.32655 | 0.28284
2012-11-05 08:00 | 0.30533 | 0.32785 | 0.19174 | 0.23843 | 0.52119 | 0.52119 | 0.52119 | 0.52119 | 0.21586 | 0.19334 | 0.32944 | 0.28275
2012-11-05 09:00 | 0.29907 | 0.32012 | 0.19172 | 0.23786 | 0.52119 | 0.52119 | 0.52119 | 0.52119 | 0.22211 | 0.20106 | 0.32946 | 0.28333
2012-11-05 10:00 | 0.29785 | 0.31483 | 0.19025 | 0.23787 | 0.52119 | 0.52119 | 0.52119 | 0.52119 | 0.22334 | 0.20635 | 0.33093 | 0.28332
2012-11-05 11:00 | 0.29562 | 0.31663 | 0.19012 | 0.23687 | 0.52119 | 0.52119 | 0.52119 | 0.52119 | 0.22557 | 0.20456 | 0.33107 | 0.28432
2012-11-05 12:00 | 0.2955 | 0.31317 | 0.18793 | 0.23354 | 0.52119 | 0.52119 | 0.52119 | 0.52119 | 0.22569 | 0.20802 | 0.33326 | 0.28765
2012-11-05 13:00 | 0.29472 | 0.31342 | 0.18337 | 0.23156 | 0.52119 | 0.52119 | 0.52119 | 0.52119 | 0.22646 | 0.20777 | 0.33782 | 0.28963
2012-11-05 14:00 | 0.29528 | 0.31284 | 0.19017 | 0.23033 | 0.52119 | 0.52119 | 0.52119 | 0.52119 | 0.22591 | 0.20835 | 0.33102 | 0.29086
2012-11-05 15:00 | 0.29251 | 0.30764 | 0.18915 | 0.22877 | 0.52119 | 0.52119 | 0.52119 | 0.52119 | 0.22868 | 0.21355 | 0.33204 | 0.29242
2012-11-05 16:00 | 0.29091 | 0.30639 | 0.19011 | 0.2277 | 0.52119 | 0.52119 | 0.52119 | 0.52119 | 0.23028 | 0.21479 | 0.33108 | 0.29349
2012-11-05 17:00 | 0.28448 | 0.28964 | 0.19182 | 0.22639 | 0.52119 | 0.52119 | 0.52119 | 0.52119 | 0.23671 | 0.23155 | 0.32937 | 0.2948
2012-11-05 18:00 | 0.25181 | 0.25603 | 0.19328 | 0.22238 | 0.52119 | 0.52119 | 0.52119 | 0.52119 | 0.26938 | 0.26516 | 0.32791 | 0.29881
2012-11-05 19:00 | 0.22963 | 0.20834 | 0.19368 | 0.22114 | 0.52119 | 0.52119 | 0.52119 | 0.52119 | 0.29155 | 0.31285 | 0.32751 | 0.30005
2012-11-05 20:00 | 0.21404 | 0.18891 | 0.19152 | 0.22245 | 0.52119 | 0.52119 | 0.52119 | 0.52119 | 0.30715 | 0.33227 | 0.32967 | 0.29874
2012-11-05 21:00 | 0.20058 | 0.17909 | 0.19032 | 0.22202 | 0.52119 | 0.52119 | 0.52119 | 0.52119 | 0.32061 | 0.3421 | 0.33086 | 0.29917
2012-11-05 22:00 | 0.18942 | 0.14288 | 0.18688 | 0.21932 | 0.52119 | 0.52119 | 0.52119 | 0.52119 | 0.33177 | 0.3783 | 0.33431 | 0.30187
2012-11-05 23:00 | 0.17923 | 0.11182 | 0.18064 | 0.21818 | 0.52119 | 0.52119 | 0.52119 | 0.52119 | 0.34196 | 0.40937 | 0.34054 | 0.30301
2012-11-06 | 0.17809 | 0.10544 | 0.17454 | 0.21992 | 0.52119 | 0.52119 | 0.52119 | 0.52119 | 0.3431 | 0.41575 | 0.34665 | 0.30127
2012-11-06 01:00 | 0.17903 | 0.10092 | 0.17247 | 0.22078 | 0.52119 | 0.52119 | 0.52119 | 0.52119 | 0.34216 | 0.42026 | 0.34871 | 0.30041
2012-11-06 02:00 | 0.17454 | 0.10259 | 0.17557 | 0.22239 | 0.52119 | 0.52119 | 0.52119 | 0.52119 | 0.34665 | 0.4186 | 0.34562 | 0.29879
2012-11-06 03:00 | 0.1847 | 0.10379 | 0.18082 | 0.2238 | 0.52119 | 0.52119 | 0.52119 | 0.52119 | 0.33649 | 0.4174 | 0.34036 | 0.29739
2012-11-06 04:00 | 0.20391 | 0.12785 | 0.18381 | 0.22845 | 0.52119 | 0.52119 | 0.52119 | 0.52119 | 0.31727 | 0.39334 | 0.33738 | 0.29274
2012-11-06 05:00 | 0.23041 | 0.14844 | 0.18656 | 0.23408 | 0.52119 | 0.52119 | 0.52119 | 0.52119 | 0.29077 | 0.37274 | 0.33462 | 0.28711
2012-11-06 06:00 | 0.26868 | 0.23329 | 0.19405 | 0.23555 | 0.52119 | 0.52119 | 0.52119 | 0.52119 | 0.25251 | 0.2879 | 0.32714 | 0.28564
2012-11-06 07:00 | 0.29546 | 0.30208 | 0.19465 | 0.23857 | 0.52119 | 0.52119 | 0.52119 | 0.52119 | 0.22573 | 0.21911 | 0.32654 | 0.28262
2012-11-06 08:00 | 0.30444 | 0.32748 | 0.19116 | 0.23911 | 0.52119 | 0.52119 | 0.52119 | 0.52119 | 0.21675 | 0.19371 | 0.33003 | 0.28207
2012-11-06 09:00 | 0.3005 | 0.32193 | 0.18952 | 0.23831 | 0.52119 | 0.52119 | 0.52119 | 0.52119 | 0.22069 | 0.19925 | 0.33167 | 0.28288
2012-11-06 10:00 | 0.29964 | 0.31586 | 0.18601 | 0.23738 | 0.52119 | 0.52119 | 0.52119 | 0.52119 | 0.22155 | 0.20533 | 0.33517 | 0.28381
2012-11-06 11:00 | 0.29747 | 0.31571 | 0.18598 | 0.23493 | 0.52119 | 0.52119 | 0.52119 | 0.52119 | 0.22371 | 0.20548 | 0.33521 | 0.28626
2012-11-06 12:00 | 0.29613 | 0.31262 | 0.18579 | 0.23304 | 0.52119 | 0.52119 | 0.52119 | 0.52119 | 0.22506 | 0.20857 | 0.3354 | 0.28815
2012-11-06 13:00 | 0.29497 | 0.31273 | 0.18155 | 0.23153 | 0.52119 | 0.52119 | 0.52119 | 0.52119 | 0.22622 | 0.20846 | 0.33964 | 0.28966
2012-11-06 14:00 | 0.29517 | 0.31101 | 0.18414 | 0.2304 | 0.52119 | 0.52119 | 0.52119 | 0.52119 | 0.22601 | 0.21017 | 0.33705 | 0.29079
2012-11-06 15:00 | 0.29237 | 0.30496 | 0.18303 | 0.22723 | 0.52119 | 0.52119 | 0.52119 | 0.52119 | 0.22882 | 0.21623 | 0.33816 | 0.29396
2012-11-06 16:00 | 0.2909 | 0.30412 | 0.18609 | 0.2263 | 0.52119 | 0.52119 | 0.52119 | 0.52119 | 0.23029 | 0.21707 | 0.3351 | 0.29488
2012-11-06 17:00 | 0.28421 | 0.28819 | 0.18814 | 0.22685 | 0.52119 | 0.52119 | 0.52119 | 0.52119 | 0.23698 | 0.233 | 0.33305 | 0.29434
2012-11-06 18:00 | 0.25197 | 0.2543 | 0.1885 | 0.22304 | 0.52119 | 0.52119 | 0.52119 | 0.52119 | 0.26922 | 0.26689 | 0.33269 | 0.29814
2012-11-06 19:00 | 0.22963 | 0.2073 | 0.1895 | 0.22142 | 0.52119 | 0.52119 | 0.52119 | 0.52119 | 0.29155 | 0.31389 | 0.33169 | 0.29977
2012-11-06 20:00 | 0.21422 | 0.18837 | 0.18786 | 0.22405 | 0.52119 | 0.52119 | 0.52119 | 0.52119 | 0.30696 | 0.33282 | 0.33333 | 0.29714
2012-11-06 21:00 | 0.20075 | 0.17869 | 0.18624 | 0.22351 | 0.52119 | 0.52119 | 0.52119 | 0.52119 | 0.32044 | 0.3425 | 0.33495 | 0.29768
2012-11-06 22:00 | 0.18948 | 0.14263 | 0.18389 | 0.22065 | 0.52119 | 0.52119 | 0.52119 | 0.52119 | 0.33171 | 0.37856 | 0.3373 | 0.30054
2012-11-06 23:00 | 0.18117 | 0.11171 | 0.17792 | 0.21896 | 0.52119 | 0.52119 | 0.52119 | 0.52119 | 0.34002 | 0.40948 | 0.34326 | 0.30223
2012-11-07 | 0.17809 | 0.10542 | 0.17166 | 0.21993 | 0.52119 | 0.52119 | 0.52119 | 0.52119 | 0.34309 | 0.41577 | 0.34952 | 0.30125
2012-11-07 01:00 | 0.179 | 0.10092 | 0.17036 | 0.22068 | 0.52119 | 0.52119 | 0.52119 | 0.52119 | 0.34219 | 0.42027 | 0.35083 | 0.30051
2012-11-07 02:00 | 0.17562 | 0.10255 | 0.17368 | 0.22225 | 0.52119 | 0.52119 | 0.52119 | 0.52119 | 0.34557 | 0.41864 | 0.34751 | 0.29894
2012-11-07 03:00 | 0.18636 | 0.1038 | 0.17928 | 0.2234 | 0.52119 | 0.52119 | 0.52119 | 0.52119 | 0.33483 | 0.41738 | 0.3419 | 0.29778
2012-11-07 04:00 | 0.20478 | 0.12787 | 0.18238 | 0.23494 | 0.52119 | 0.52119 | 0.52119 | 0.52119 | 0.31641 | 0.39332 | 0.33881 | 0.28625
2012-11-07 05:00 | 0.23128 | 0.1484 | 0.18591 | 0.23912 | 0.52119 | 0.52119 | 0.52119 | 0.52119 | 0.28991 | 0.37279 | 0.33528 | 0.28207
2012-11-07 06:00 | 0.2706 | 0.23337 | 0.19239 | 0.23612 | 0.52119 | 0.52119 | 0.52119 | 0.52119 | 0.25059 | 0.28782 | 0.3288 | 0.28507
2012-11-07 07:00 | 0.29541 | 0.3047 | 0.19268 | 0.23921 | 0.52119 | 0.52119 | 0.52119 | 0.52119 | 0.22578 | 0.21649 | 0.32851 | 0.28198
2012-11-07 08:00 | 0.3033 | 0.32638 | 0.19067 | 0.23923 | 0.52119 | 0.52119 | 0.52119 | 0.52119 | 0.21789 | 0.19481 | 0.33052 | 0.28196
2012-11-07 09:00 | 0.30059 | 0.32568 | 0.19285 | 0.23719 | 0.52119 | 0.52119 | 0.52119 | 0.52119 | 0.2206 | 0.19551 | 0.32834 | 0.284
2012-11-07 10:00 | 0.29971 | 0.32088 | 0.18965 | 0.23531 | 0.52119 | 0.52119 | 0.52119 | 0.52119 | 0.22148 | 0.20031 | 0.33154 | 0.28588
2012-11-07 11:00 | 0.29754 | 0.31762 | 0.18817 | 0.23419 | 0.52119 | 0.52119 | 0.52119 | 0.52119 | 0.22365 | 0.20356 | 0.33301 | 0.287
2012-11-07 12:00 | 0.29526 | 0.31404 | 0.18754 | 0.2328 | 0.52119 | 0.52119 | 0.52119 | 0.52119 | 0.22593 | 0.20715 | 0.33365 | 0.28839
2012-11-07 13:00 | 0.29457 | 0.31401 | 0.18632 | 0.23132 | 0.52119 | 0.52119 | 0.52119 | 0.52119 | 0.22662 | 0.20718 | 0.33487 | 0.28986
2012-11-07 14:00 | 0.29454 | 0.31246 | 0.18882 | 0.22995 | 0.52119 | 0.52119 | 0.52119 | 0.52119 | 0.22665 | 0.20873 | 0.33237 | 0.29123
2012-11-07 15:00 | 0.29234 | 0.30757 | 0.19082 | 0.22842 | 0.52119 | 0.52119 | 0.52119 | 0.52119 | 0.22885 | 0.21362 | 0.33036 | 0.29277
2012-11-07 16:00 | 0.29039 | 0.30625 | 0.19391 | 0.2272 | 0.52119 | 0.52119 | 0.52119 | 0.52119 | 0.2308 | 0.21494 | 0.32728 | 0.29399
2012-11-07 17:00 | 0.28304 | 0.2894 | 0.1953 | 0.22628 | 0.52119 | 0.52119 | 0.52119 | 0.52119 | 0.23815 | 0.23179 | 0.32588 | 0.2949
2012-11-07 18:00 | 0.25192 | 0.25793 | 0.19423 | 0.22217 | 0.52119 | 0.52119 | 0.52119 | 0.52119 | 0.26927 | 0.26326 | 0.32696 | 0.29902
2012-11-07 19:00 | 0.22956 | 0.2111 | 0.19499 | 0.22088 | 0.52119 | 0.52119 | 0.52119 | 0.52119 | 0.29163 | 0.31009 | 0.32619 | 0.30031
2012-11-07 20:00 | 0.21412 | 0.18902 | 0.1934 | 0.22207 | 0.52119 | 0.52119 | 0.52119 | 0.52119 | 0.30706 | 0.33217 | 0.32779 | 0.29912
2012-11-07 21:00 | 0.20101 | 0.17905 | 0.19186 | 0.22163 | 0.52119 | 0.52119 | 0.52119 | 0.52119 | 0.32018 | 0.34214 | 0.32933 | 0.29956
2012-11-07 22:00 | 0.18962 | 0.14273 | 0.18823 | 0.21887 | 0.52119 | 0.52119 | 0.52119 | 0.52119 | 0.33157 | 0.37846 | 0.33296 | 0.30231
2012-11-07 23:00 | 0.18045 | 0.11217 | 0.18197 | 0.2177 | 0.52119 | 0.52119 | 0.52119 | 0.52119 | 0.34074 | 0.40902 | 0.33922 | 0.30348
2012-11-08 | 0.1779 | 0.10576 | 0.17611 | 0.21914 | 0.52119 | 0.52119 | 0.52119 | 0.52119 | 0.34328 | 0.41543 | 0.34508 | 0.30205
2012-11-08 01:00 | 0.1788 | 0.10108 | 0.17438 | 0.22006 | 0.52119 | 0.52119 | 0.52119 | 0.52119 | 0.34239 | 0.42011 | 0.34681 | 0.30113
2012-11-08 02:00 | 0.17543 | 0.10263 | 0.17643 | 0.22178 | 0.52119 | 0.52119 | 0.52119 | 0.52119 | 0.34575 | 0.41856 | 0.34476 | 0.29941
2012-11-08 03:00 | 0.18578 | 0.10385 | 0.18168 | 0.22323 | 0.52119 | 0.52119 | 0.52119 | 0.52119 | 0.33541 | 0.41734 | 0.33951 | 0.29796
2012-11-08 04:00 | 0.20417 | 0.12784 | 0.18452 | 0.22674 | 0.52119 | 0.52119 | 0.52119 | 0.52119 | 0.31702 | 0.39334 | 0.33667 | 0.29445
2012-11-08 05:00 | 0.23083 | 0.14837 | 0.188 | 0.23174 | 0.52119 | 0.52119 | 0.52119 | 0.52119 | 0.29036 | 0.37281 | 0.33319 | 0.28944
2012-11-08 06:00 | 0.27009 | 0.23425 | 0.19584 | 0.23467 | 0.52119 | 0.52119 | 0.52119 | 0.52119 | 0.2511 | 0.28694 | 0.32534 | 0.28652
2012-11-08 07:00 | 0.29463 | 0.30435 | 0.19526 | 0.23786 | 0.52119 | 0.52119 | 0.52119 | 0.52119 | 0.22656 | 0.21684 | 0.32593 | 0.28332
2012-11-08 08:00 | 0.30406 | 0.32795 | 0.19235 | 0.23839 | 0.52119 | 0.52119 | 0.52119 | 0.52119 | 0.21713 | 0.19324 | 0.32883 | 0.28279
2012-11-08 09:00 | 0.30078 | 0.32664 | 0.1933 | 0.23777 | 0.52119 | 0.52119 | 0.52119 | 0.52119 | 0.22041 | 0.19455 | 0.32789 | 0.28342
2012-11-08 10:00 | 0.29985 | 0.3211 | 0.1916 | 0.23773 | 0.52119 | 0.52119 | 0.52119 | 0.52119 | 0.22134 | 0.20008 | 0.32959 | 0.28345
2012-11-08 11:00 | 0.29791 | 0.31757 | 0.19266 | 0.23689 | 0.52119 | 0.52119 | 0.52119 | 0.52119 | 0.22328 | 0.20361 | 0.32853 | 0.2843
2012-11-08 12:00 | 0.29606 | 0.31386 | 0.19089 | 0.23368 | 0.52119 | 0.52119 | 0.52119 | 0.52119 | 0.22513 | 0.20733 | 0.3303 | 0.28751
2012-11-08 13:00 | 0.29508 | 0.31445 | 0.18909 | 0.23173 | 0.52119 | 0.52119 | 0.52119 | 0.52119 | 0.22611 | 0.20674 | 0.33209 | 0.28946
2012-11-08 14:00 | 0.29508 | 0.3136 | 0.19071 | 0.2304 | 0.52119 | 0.52119 | 0.52119 | 0.52119 | 0.22611 | 0.20758 | 0.33048 | 0.29079
2012-11-08 15:00 | 0.29315 | 0.30815 | 0.19116 | 0.22875 | 0.52119 | 0.52119 | 0.52119 | 0.52119 | 0.22803 | 0.21304 | 0.33003 | 0.29244
2012-11-08 16:00 | 0.29082 | 0.30663 | 0.19163 | 0.22756 | 0.52119 | 0.52119 | 0.52119 | 0.52119 | 0.23037 | 0.21456 | 0.32956 | 0.29363
2012-11-08 17:00 | 0.28426 | 0.28981 | 0.19344 | 0.2263 | 0.52119 | 0.52119 | 0.52119 | 0.52119 | 0.23693 | 0.23138 | 0.32775 | 0.29489
2012-11-08 18:00 | 0.2519 | 0.25675 | 0.19567 | 0.22237 | 0.52119 | 0.52119 | 0.52119 | 0.52119 | 0.26929 | 0.26444 | 0.32552 | 0.29882
2012-11-08 19:00 | 0.22975 | 0.20939 | 0.19625 | 0.22089 | 0.52119 | 0.52119 | 0.52119 | 0.52119 | 0.29144 | 0.3118 | 0.32493 | 0.30029
2012-11-08 20:00 | 0.21425 | 0.18925 | 0.19419 | 0.22181 | 0.52119 | 0.52119 | 0.52119 | 0.52119 | 0.30694 | 0.33194 | 0.327 | 0.29938
2012-11-08 21:00 | 0.20079 | 0.17917 | 0.19208 | 0.22137 | 0.52119 | 0.52119 | 0.52119 | 0.52119 | 0.3204 | 0.34202 | 0.32911 | 0.29982
2012-11-08 22:00 | 0.18951 | 0.14294 | 0.18825 | 0.21885 | 0.52119 | 0.52119 | 0.52119 | 0.52119 | 0.33168 | 0.37825 | 0.33294 | 0.30233
2012-11-08 23:00 | 0.18002 | 0.11202 | 0.1824 | 0.21754 | 0.52119 | 0.52119 | 0.52119 | 0.52119 | 0.34117 | 0.40917 | 0.33879 | 0.30364
2012-11-09 | 0.17811 | 0.10559 | 0.17572 | 0.21961 | 0.52119 | 0.52119 | 0.52119 | 0.52119 | 0.34308 | 0.4156 | 0.34547 | 0.30157
2012-11-09 01:00 | 0.17903 | 0.101 | 0.17386 | 0.22063 | 0.52119 | 0.52119 | 0.52119 | 0.52119 | 0.34216 | 0.42019 | 0.34733 | 0.30056
2012-11-09 02:00 | 0.17511 | 0.1026 | 0.17663 | 0.22222 | 0.52119 | 0.52119 | 0.52119 | 0.52119 | 0.34608 | 0.41859 | 0.34455 | 0.29897
2012-11-09 03:00 | 0.18547 | 0.10382 | 0.18204 | 0.22339 | 0.52119 | 0.52119 | 0.52119 | 0.52119 | 0.33572 | 0.41737 | 0.33914 | 0.2978
2012-11-09 04:00 | 0.20444 | 0.1278 | 0.18382 | 0.22643 | 0.52119 | 0.52119 | 0.52119 | 0.52119 | 0.31674 | 0.39339 | 0.33737 | 0.29476
2012-11-09 05:00 | 0.23095 | 0.14848 | 0.18698 | 0.23129 | 0.52119 | 0.52119 | 0.52119 | 0.52119 | 0.29023 | 0.37271 | 0.33421 | 0.2899
2012-11-09 06:00 | 0.26936 | 0.23354 | 0.1954 | 0.23503 | 0.52119 | 0.52119 | 0.52119 | 0.52119 | 0.25183 | 0.28765 | 0.32578 | 0.28616
2012-11-09 07:00 | 0.29498 | 0.3019 | 0.19528 | 0.23797 | 0.52119 | 0.52119 | 0.52119 | 0.52119 | 0.22621 | 0.21928 | 0.32591 | 0.28322
2012-11-09 08:00 | 0.30344 | 0.32774 | 0.19168 | 0.23893 | 0.52119 | 0.52119 | 0.52119 | 0.52119 | 0.21775 | 0.19345 | 0.32951 | 0.28226
2012-11-09 09:00 | 0.30078 | 0.32332 | 0.18935 | 0.23831 | 0.52119 | 0.52119 | 0.52119 | 0.52119 | 0.22041 | 0.19786 | 0.33184 | 0.28288
2012-11-09 10:00 | 0.29917 | 0.31852 | 0.18582 | 0.23724 | 0.52119 | 0.52119 | 0.52119 | 0.52119 | 0.22202 | 0.20267 | 0.33536 | 0.28395
2012-11-09 11:00 | 0.2973 | 0.31566 | 0.18586 | 0.23449 | 0.52119 | 0.52119 | 0.52119 | 0.52119 | 0.22389 | 0.20553 | 0.33533 | 0.2867
2012-11-09 12:00 | 0.29617 | 0.31224 | 0.18662 | 0.23265 | 0.52119 | 0.52119 | 0.52119 | 0.52119 | 0.22502 | 0.20895 | 0.33457 | 0.28854
2012-11-09 13:00 | 0.29505 | 0.3113 | 0.18139 | 0.23155 | 0.52119 | 0.52119 | 0.52119 | 0.52119 | 0.22614 | 0.20989 | 0.33979 | 0.28964
2012-11-09 14:00 | 0.29496 | 0.31039 | 0.18296 | 0.23058 | 0.52119 | 0.52119 | 0.52119 | 0.52119 | 0.22623 | 0.2108 | 0.33822 | 0.29061
2012-11-09 15:00 | 0.29229 | 0.30524 | 0.18402 | 0.22736 | 0.52119 | 0.52119 | 0.52119 | 0.52119 | 0.2289 | 0.21595 | 0.33717 | 0.29383
2012-11-09 16:00 | 0.29027 | 0.30479 | 0.18927 | 0.2267 | 0.52119 | 0.52119 | 0.52119 | 0.52119 | 0.23092 | 0.2164 | 0.33192 | 0.29449
2012-11-09 17:00 | 0.28333 | 0.28884 | 0.19261 | 0.22651 | 0.52119 | 0.52119 | 0.52119 | 0.52119 | 0.23785 | 0.23235 | 0.32858 | 0.29468
2012-11-09 18:00 | 0.25193 | 0.25667 | 0.19271 | 0.22252 | 0.52119 | 0.52119 | 0.52119 | 0.52119 | 0.26925 | 0.26452 | 0.32848 | 0.29867
2012-11-09 19:00 | 0.22958 | 0.20953 | 0.19224 | 0.22134 | 0.52119 | 0.52119 | 0.52119 | 0.52119 | 0.29161 | 0.31166 | 0.32895 | 0.29985
2012-11-09 20:00 | 0.2142 | 0.18866 | 0.18977 | 0.22365 | 0.52119 | 0.52119 | 0.52119 | 0.52119 | 0.30699 | 0.33253 | 0.33141 | 0.29754
2012-11-09 21:00 | 0.20095 | 0.17901 | 0.18891 | 0.22291 | 0.52119 | 0.52119 | 0.52119 | 0.52119 | 0.32024 | 0.34218 | 0.33228 | 0.29828
2012-11-09 22:00 | 0.18962 | 0.14262 | 0.18581 | 0.22 | 0.52119 | 0.52119 | 0.52119 | 0.52119 | 0.33157 | 0.37856 | 0.33537 | 0.30119
2012-11-09 23:00 | 0.18011 | 0.11213 | 0.18122 | 0.2181 | 0.52119 | 0.52119 | 0.52119 | 0.52119 | 0.34108 | 0.40905 | 0.33996 | 0.30309
2012-11-10 | 0.1749 | 0.11085 | 0.17923 | 0.22318 | 0.52119 | 0.52119 | 0.52119 | 0.52119 | 0.34629 | 0.41034 | 0.34196 | 0.298
2012-11-10 01:00 | 0.17378 | 0.10599 | 0.17517 | 0.22369 | 0.52119 | 0.52119 | 0.52119 | 0.52119 | 0.34741 | 0.41519 | 0.34602 | 0.2975
2012-11-10 02:00 | 0.17595 | 0.10518 | 0.17428 | 0.22181 | 0.52119 | 0.52119 | 0.52119 | 0.52119 | 0.34523 | 0.41601 | 0.34691 | 0.29938
2012-11-10 03:00 | 0.17639 | 0.10725 | 0.17497 | 0.22333 | 0.52119 | 0.52119 | 0.52119 | 0.52119 | 0.34479 | 0.41394 | 0.34622 | 0.29786
2012-11-10 04:00 | 0.17769 | 0.11206 | 0.1793 | 0.22232 | 0.52119 | 0.52119 | 0.52119 | 0.52119 | 0.3435 | 0.40912 | 0.34189 | 0.29886
2012-11-10 05:00 | 0.18119 | 0.11534 | 0.18391 | 0.22315 | 0.52119 | 0.52119 | 0.52119 | 0.52119 | 0.34 | 0.40585 | 0.33728 | 0.29804
2012-11-10 06:00 | 0.19438 | 0.13052 | 0.18588 | 0.22799 | 0.52119 | 0.52119 | 0.52119 | 0.52119 | 0.32681 | 0.39067 | 0.33531 | 0.2932
2012-11-10 07:00 | 0.20907 | 0.16654 | 0.18901 | 0.22747 | 0.52119 | 0.52119 | 0.52119 | 0.52119 | 0.31211 | 0.35465 | 0.33218 | 0.29372
2012-11-10 08:00 | 0.22943 | 0.21517 | 0.19209 | 0.22974 | 0.52119 | 0.52119 | 0.52119 | 0.52119 | 0.29176 | 0.30602 | 0.3291 | 0.29144
2012-11-10 09:00 | 0.23803 | 0.23095 | 0.19304 | 0.22989 | 0.52119 | 0.52119 | 0.52119 | 0.52119 | 0.28316 | 0.29024 | 0.32815 | 0.2913
2012-11-10 10:00 | 0.2414 | 0.23353 | 0.18822 | 0.23088 | 0.52119 | 0.52119 | 0.52119 | 0.52119 | 0.27979 | 0.28765 | 0.33296 | 0.2903
2012-11-10 11:00 | 0.24063 | 0.23903 | 0.1895 | 0.23284 | 0.52119 | 0.52119 | 0.52119 | 0.52119 | 0.28056 | 0.28216 | 0.33169 | 0.28835
2012-11-10 12:00 | 0.24332 | 0.2345 | 0.18866 | 0.23109 | 0.52119 | 0.52119 | 0.52119 | 0.52119 | 0.27786 | 0.28669 | 0.33253 | 0.2901
2012-11-10 13:00 | 0.24218 | 0.22446 | 0.18321 | 0.2278 | 0.52119 | 0.52119 | 0.52119 | 0.52119 | 0.279 | 0.29672 | 0.33798 | 0.29339
2012-11-10 14:00 | 0.23506 | 0.21781 | 0.18546 | 0.22375 | 0.52119 | 0.52119 | 0.52119 | 0.52119 | 0.28613 | 0.30338 | 0.33573 | 0.29743
2012-11-10 15:00 | 0.2278 | 0.19153 | 0.18094 | 0.22299 | 0.52119 | 0.52119 | 0.52119 | 0.52119 | 0.29339 | 0.32966 | 0.34024 | 0.2982
2012-11-10 16:00 | 0.2225 | 0.17563 | 0.18558 | 0.22319 | 0.52119 | 0.52119 | 0.52119 | 0.52119 | 0.29869 | 0.34556 | 0.33561 | 0.298
2012-11-10 17:00 | 0.21415 | 0.16235 | 0.18637 | 0.22127 | 0.52119 | 0.52119 | 0.52119 | 0.52119 | 0.30704 | 0.35884 | 0.33482 | 0.29992
2012-11-10 18:00 | 0.20886 | 0.15447 | 0.18857 | 0.21635 | 0.52119 | 0.52119 | 0.52119 | 0.52119 | 0.31233 | 0.36672 | 0.33262 | 0.30484
2012-11-10 19:00 | 0.19883 | 0.14364 | 0.18748 | 0.21542 | 0.52119 | 0.52119 | 0.52119 | 0.52119 | 0.32236 | 0.37754 | 0.33371 | 0.30577
2012-11-10 20:00 | 0.19758 | 0.13677 | 0.18412 | 0.21847 | 0.52119 | 0.52119 | 0.52119 | 0.52119 | 0.32361 | 0.38441 | 0.33707 | 0.30272
2012-11-10 21:00 | 0.19259 | 0.13247 | 0.1875 | 0.21872 | 0.52119 | 0.52119 | 0.52119 | 0.52119 | 0.3286 | 0.38872 | 0.33368 | 0.30247
2012-11-10 22:00 | 0.18985 | 0.12716 | 0.18472 | 0.22 | 0.52119 | 0.52119 | 0.52119 | 0.52119 | 0.33134 | 0.39402 | 0.33647 | 0.30119
2012-11-10 23:00 | 0.18954 | 0.11389 | 0.18501 | 0.22066 | 0.52119 | 0.52119 | 0.52119 | 0.52119 | 0.33165 | 0.4073 | 0.33618 | 0.30053
2012-11-11 | 0.17464 | 0.11069 | 0.17876 | 0.22253 | 0.52119 | 0.52119 | 0.52119 | 0.52119 | 0.34655 | 0.4105 | 0.34243 | 0.29866
2012-11-11 01:00 | 0.1741 | 0.10585 | 0.17528 | 0.22368 | 0.52119 | 0.52119 | 0.52119 | 0.52119 | 0.34709 | 0.41533 | 0.34591 | 0.2975
2012-11-11 02:00 | 0.17592 | 0.10502 | 0.17464 | 0.22144 | 0.52119 | 0.52119 | 0.52119 | 0.52119 | 0.34527 | 0.41617 | 0.34655 | 0.29975
2012-11-11 03:00 | 0.17672 | 0.10697 | 0.17598 | 0.22339 | 0.52119 | 0.52119 | 0.52119 | 0.52119 | 0.34447 | 0.41422 | 0.34521 | 0.2978
2012-11-11 04:00 | 0.17815 | 0.11181 | 0.17975 | 0.22221 | 0.52119 | 0.52119 | 0.52119 | 0.52119 | 0.34304 | 0.40938 | 0.34144 | 0.29898
2012-11-11 05:00 | 0.18157 | 0.11516 | 0.18473 | 0.22337 | 0.52119 | 0.52119 | 0.52119 | 0.52119 | 0.33962 | 0.40603 | 0.33646 | 0.29782
2012-11-11 06:00 | 0.19515 | 0.13063 | 0.18922 | 0.22845 | 0.52119 | 0.52119 | 0.52119 | 0.52119 | 0.32604 | 0.39056 | 0.33197 | 0.29274
2012-11-11 07:00 | 0.20976 | 0.16643 | 0.18893 | 0.22747 | 0.52119 | 0.52119 | 0.52119 | 0.52119 | 0.31142 | 0.35476 | 0.33226 | 0.29372
2012-11-11 08:00 | 0.22851 | 0.21524 | 0.19792 | 0.22906 | 0.52119 | 0.52119 | 0.52119 | 0.52119 | 0.29268 | 0.30595 | 0.32327 | 0.29213
2012-11-11 09:00 | 0.23889 | 0.23481 | 0.19299 | 0.23049 | 0.52119 | 0.52119 | 0.52119 | 0.52119 | 0.2823 | 0.28638 | 0.3282 | 0.2907
2012-11-11 10:00 | 0.24349 | 0.23779 | 0.18791 | 0.23033 | 0.52119 | 0.52119 | 0.52119 | 0.52119 | 0.2777 | 0.2834 | 0.33327 | 0.29086
2012-11-11 11:00 | 0.24505 | 0.24061 | 0.18953 | 0.2322 | 0.52119 | 0.52119 | 0.52119 | 0.52119 | 0.27614 | 0.28058 | 0.33166 | 0.28899
2012-11-11 12:00 | 0.24548 | 0.23649 | 0.18827 | 0.23045 | 0.52119 | 0.52119 | 0.52119 | 0.52119 | 0.2757 | 0.2847 | 0.33292 | 0.29074
2012-11-11 13:00 | 0.24182 | 0.22583 | 0.18334 | 0.22744 | 0.52119 | 0.52119 | 0.52119 | 0.52119 | 0.27937 | 0.29536 | 0.33785 | 0.29375
2012-11-11 14:00 | 0.23491 | 0.21921 | 0.18469 | 0.22344 | 0.52119 | 0.52119 | 0.52119 | 0.52119 | 0.28628 | 0.30198 | 0.3365 | 0.29775
2012-11-11 15:00 | 0.22732 | 0.19253 | 0.18462 | 0.22293 | 0.52119 | 0.52119 | 0.52119 | 0.52119 | 0.29386 | 0.32866 | 0.33657 | 0.29826
2012-11-11 16:00 | 0.22224 | 0.17649 | 0.18809 | 0.22339 | 0.52119 | 0.52119 | 0.52119 | 0.52119 | 0.29894 | 0.3447 | 0.3331 | 0.2978
2012-11-11 17:00 | 0.21323 | 0.16326 | 0.18748 | 0.22113 | 0.52119 | 0.52119 | 0.52119 | 0.52119 | 0.30796 | 0.35792 | 0.33371 | 0.30006
2012-11-11 18:00 | 0.20821 | 0.15525 | 0.1888 | 0.21615 | 0.52119 | 0.52119 | 0.52119 | 0.52119 | 0.31298 | 0.36594 | 0.33238 | 0.30504
2012-11-11 19:00 | 0.19813 | 0.14417 | 0.18353 | 0.21548 | 0.52119 | 0.52119 | 0.52119 | 0.52119 | 0.32306 | 0.37702 | 0.33765 | 0.30571
2012-11-11 20:00 | 0.19692 | 0.13712 | 0.18394 | 0.2181 | 0.52119 | 0.52119 | 0.52119 | 0.52119 | 0.32427 | 0.38407 | 0.33724 | 0.30309
2012-11-11 21:00 | 0.1923 | 0.13273 | 0.18761 | 0.21901 | 0.52119 | 0.52119 | 0.52119 | 0.52119 | 0.32889 | 0.38845 | 0.33358 | 0.30218
2012-11-11 22:00 | 0.18992 | 0.12739 | 0.18719 | 0.21963 | 0.52119 | 0.52119 | 0.52119 | 0.52119 | 0.33127 | 0.39379 | 0.334 | 0.30156
2012-11-11 23:00 | 0.18951 | 0.11523 | 0.1855 | 0.22077 | 0.52119 | 0.52119 | 0.52119 | 0.52119 | 0.33168 | 0.40596 | 0.33569 | 0.30042
2012-11-12 | 0.17453 | 0.11171 | 0.17897 | 0.22276 | 0.52119 | 0.52119 | 0.52119 | 0.52119 | 0.34666 | 0.40948 | 0.34222 | 0.29843
2012-11-12 01:00 | 0.17402 | 0.10674 | 0.17576 | 0.22367 | 0.52119 | 0.52119 | 0.52119 | 0.52119 | 0.34717 | 0.41445 | 0.34543 | 0.29752
2012-11-12 02:00 | 0.17646 | 0.10601 | 0.17513 | 0.22119 | 0.52119 | 0.52119 | 0.52119 | 0.52119 | 0.34473 | 0.41518 | 0.34606 | 0.3
2012-11-12 03:00 | 0.17731 | 0.10695 | 0.17669 | 0.22357 | 0.52119 | 0.52119 | 0.52119 | 0.52119 | 0.34388 | 0.41423 | 0.3445 | 0.29761
2012-11-12 04:00 | 0.17847 | 0.11166 | 0.17941 | 0.22242 | 0.52119 | 0.52119 | 0.52119 | 0.52119 | 0.34272 | 0.40953 | 0.34178 | 0.29877
2012-11-12 05:00 | 0.18205 | 0.11513 | 0.18593 | 0.22358 | 0.52119 | 0.52119 | 0.52119 | 0.52119 | 0.33913 | 0.40606 | 0.33525 | 0.29761
2012-11-12 06:00 | 0.19602 | 0.13032 | 0.19016 | 0.22802 | 0.52119 | 0.52119 | 0.52119 | 0.52119 | 0.32517 | 0.39087 | 0.33103 | 0.29317
2012-11-12 07:00 | 0.21005 | 0.16632 | 0.18838 | 0.22703 | 0.52119 | 0.52119 | 0.52119 | 0.52119 | 0.31114 | 0.35487 | 0.33281 | 0.29416
2012-11-12 08:00 | 0.22798 | 0.21502 | 0.19785 | 0.22873 | 0.52119 | 0.52119 | 0.52119 | 0.52119 | 0.2932 | 0.30616 | 0.32333 | 0.29246
2012-11-12 09:00 | 0.23848 | 0.23736 | 0.19125 | 0.23126 | 0.52119 | 0.52119 | 0.52119 | 0.52119 | 0.2827 | 0.28383 | 0.32994 | 0.28992
2012-11-12 10:00 | 0.24335 | 0.23868 | 0.1875 | 0.22974 | 0.52119 | 0.52119 | 0.52119 | 0.52119 | 0.27784 | 0.28251 | 0.33368 | 0.29145
2012-11-12 11:00 | 0.24498 | 0.24249 | 0.18794 | 0.23026 | 0.52119 | 0.52119 | 0.52119 | 0.52119 | 0.27621 | 0.2787 | 0.33324 | 0.29093
2012-11-12 12:00 | 0.24507 | 0.23705 | 0.18548 | 0.22936 | 0.52119 | 0.52119 | 0.52119 | 0.52119 | 0.27611 | 0.28414 | 0.33571 | 0.29183
2012-11-12 13:00 | 0.24198 | 0.22631 | 0.19057 | 0.22696 | 0.52119 | 0.52119 | 0.52119 | 0.52119 | 0.27921 | 0.29488 | 0.33061 | 0.29423
2012-11-12 14:00 | 0.23489 | 0.2197 | 0.1804 | 0.22313 | 0.52119 | 0.52119 | 0.52119 | 0.52119 | 0.28629 | 0.30148 | 0.34079 | 0.29806
2012-11-12 15:00 | 0.22712 | 0.19331 | 0.18842 | 0.22237 | 0.52119 | 0.52119 | 0.52119 | 0.52119 | 0.29407 | 0.32788 | 0.33277 | 0.29881
2012-11-12 16:00 | 0.22199 | 0.17737 | 0.18785 | 0.22289 | 0.52119 | 0.52119 | 0.52119 | 0.52119 | 0.2992 | 0.34382 | 0.33334 | 0.2983
2012-11-12 17:00 | 0.21342 | 0.16394 | 0.18271 | 0.22094 | 0.52119 | 0.52119 | 0.52119 | 0.52119 | 0.30776 | 0.35724 | 0.33847 | 0.30025
2012-11-12 18:00 | 0.20839 | 0.15579 | 0.18214 | 0.21653 | 0.52119 | 0.52119 | 0.52119 | 0.52119 | 0.31279 | 0.3654 | 0.33905 | 0.30466
2012-11-12 19:00 | 0.19865 | 0.14451 | 0.18449 | 0.21678 | 0.52119 | 0.52119 | 0.52119 | 0.52119 | 0.32254 | 0.37668 | 0.3367 | 0.30441
2012-11-12 20:00 | 0.19745 | 0.13725 | 0.18164 | 0.21955 | 0.52119 | 0.52119 | 0.52119 | 0.52119 | 0.32374 | 0.38394 | 0.33955 | 0.30164
2012-11-12 21:00 | 0.19233 | 0.13294 | 0.18513 | 0.22026 | 0.52119 | 0.52119 | 0.52119 | 0.52119 | 0.32886 | 0.38824 | 0.33606 | 0.30092
2012-11-12 22:00 | 0.18963 | 0.1277 | 0.18245 | 0.22038 | 0.52119 | 0.52119 | 0.52119 | 0.52119 | 0.33155 | 0.39349 | 0.33874 | 0.30081
2012-11-12 23:00 | 0.1896 | 0.11403 | 0.18112 | 0.22216 | 0.52119 | 0.52119 | 0.52119 | 0.52119 | 0.33159 | 0.40715 | 0.34007 | 0.29903
2012-11-13 | 0.17769 | 0.10573 | 0.17387 | 0.21858 | 0.52119 | 0.52119 | 0.52119 | 0.52119 | 0.34349 | 0.41546 | 0.34732 | 0.3026
2012-11-13 01:00 | 0.17853 | 0.10111 | 0.17335 | 0.21917 | 0.52119 | 0.52119 | 0.52119 | 0.52119 | 0.34266 | 0.42008 | 0.34784 | 0.30202
2012-11-13 02:00 | 0.17498 | 0.10268 | 0.17348 | 0.22059 | 0.52119 | 0.52119 | 0.52119 | 0.52119 | 0.34621 | 0.41851 | 0.34771 | 0.3006
2012-11-13 03:00 | 0.18522 | 0.10391 | 0.17828 | 0.22171 | 0.52119 | 0.52119 | 0.52119 | 0.52119 | 0.33597 | 0.41728 | 0.34291 | 0.29948
2012-11-13 04:00 | 0.20376 | 0.12813 | 0.18073 | 0.22459 | 0.52119 | 0.52119 | 0.52119 | 0.52119 | 0.31742 | 0.39306 | 0.34046 | 0.2966
2012-11-13 05:00 | 0.23028 | 0.14841 | 0.18428 | 0.22947 | 0.52119 | 0.52119 | 0.52119 | 0.52119 | 0.29091 | 0.37278 | 0.33691 | 0.29172
2012-11-13 06:00 | 0.26885 | 0.23339 | 0.19506 | 0.23381 | 0.52119 | 0.52119 | 0.52119 | 0.52119 | 0.25234 | 0.2878 | 0.32612 | 0.28738
2012-11-13 07:00 | 0.29483 | 0.30428 | 0.19484 | 0.23527 | 0.52119 | 0.52119 | 0.52119 | 0.52119 | 0.22636 | 0.2169 | 0.32635 | 0.28592
2012-11-13 08:00 | 0.30428 | 0.32869 | 0.19484 | 0.23554 | 0.52119 | 0.52119 | 0.52119 | 0.52119 | 0.21691 | 0.1925 | 0.32635 | 0.28564
2012-11-13 09:00 | 0.30056 | 0.32638 | 0.19713 | 0.23636 | 0.52119 | 0.52119 | 0.52119 | 0.52119 | 0.22063 | 0.19481 | 0.32406 | 0.28483
2012-11-13 10:00 | 0.29939 | 0.31941 | 0.19462 | 0.23732 | 0.52119 | 0.52119 | 0.52119 | 0.52119 | 0.2218 | 0.20177 | 0.32657 | 0.28387
2012-11-13 11:00 | 0.29737 | 0.319 | 0.19611 | 0.23664 | 0.52119 | 0.52119 | 0.52119 | 0.52119 | 0.22382 | 0.20219 | 0.32508 | 0.28455
2012-11-13 12:00 | 0.29577 | 0.31532 | 0.19554 | 0.23358 | 0.52119 | 0.52119 | 0.52119 | 0.52119 | 0.22542 | 0.20587 | 0.32565 | 0.2876
2012-11-13 13:00 | 0.29529 | 0.31578 | 0.19516 | 0.23171 | 0.52119 | 0.52119 | 0.52119 | 0.52119 | 0.2259 | 0.20541 | 0.32603 | 0.28947
2012-11-13 14:00 | 0.29587 | 0.31389 | 0.19576 | 0.23019 | 0.52119 | 0.52119 | 0.52119 | 0.52119 | 0.22532 | 0.2073 | 0.32543 | 0.291
2012-11-13 15:00 | 0.29378 | 0.30855 | 0.19478 | 0.22808 | 0.52119 | 0.52119 | 0.52119 | 0.52119 | 0.22741 | 0.21264 | 0.32641 | 0.29311
2012-11-13 16:00 | 0.29126 | 0.30724 | 0.19627 | 0.22627 | 0.52119 | 0.52119 | 0.52119 | 0.52119 | 0.22993 | 0.21395 | 0.32492 | 0.29492
2012-11-13 17:00 | 0.28381 | 0.29024 | 0.19699 | 0.22512 | 0.52119 | 0.52119 | 0.52119 | 0.52119 | 0.23738 | 0.23094 | 0.32419 | 0.29607
2012-11-13 18:00 | 0.25174 | 0.25828 | 0.1959 | 0.22226 | 0.52119 | 0.52119 | 0.52119 | 0.52119 | 0.26945 | 0.26291 | 0.32529 | 0.29893
2012-11-13 19:00 | 0.2297 | 0.21153 | 0.19681 | 0.2203 | 0.52119 | 0.52119 | 0.52119 | 0.52119 | 0.29149 | 0.30966 | 0.32438 | 0.30089
2012-11-13 20:00 | 0.21417 | 0.18915 | 0.19524 | 0.22053 | 0.52119 | 0.52119 | 0.52119 | 0.52119 | 0.30702 | 0.33204 | 0.32595 | 0.30066
2012-11-13 21:00 | 0.20095 | 0.17896 | 0.19299 | 0.22029 | 0.52119 | 0.52119 | 0.52119 | 0.52119 | 0.32024 | 0.34222 | 0.32819 | 0.30089
2012-11-13 22:00 | 0.1896 | 0.14266 | 0.18949 | 0.21767 | 0.52119 | 0.52119 | 0.52119 | 0.52119 | 0.33159 | 0.37853 | 0.3317 | 0.30352
2012-11-13 23:00 | 0.17933 | 0.11212 | 0.18317 | 0.21661 | 0.52119 | 0.52119 | 0.52119 | 0.52119 | 0.34186 | 0.40907 | 0.33802 | 0.30458
2012-11-14 | 0.17782 | 0.10567 | 0.17606 | 0.21879 | 0.52119 | 0.52119 | 0.52119 | 0.52119 | 0.34337 | 0.41552 | 0.34513 | 0.3024
2012-11-14 01:00 | 0.1786 | 0.1011 | 0.17552 | 0.21958 | 0.52119 | 0.52119 | 0.52119 | 0.52119 | 0.34259 | 0.42008 | 0.34567 | 0.30161
2012-11-14 02:00 | 0.17539 | 0.10268 | 0.17751 | 0.22147 | 0.52119 | 0.52119 | 0.52119 | 0.52119 | 0.3458 | 0.41851 | 0.34368 | 0.29972
2012-11-14 03:00 | 0.1858 | 0.10392 | 0.18245 | 0.22296 | 0.52119 | 0.52119 | 0.52119 | 0.52119 | 0.33539 | 0.41726 | 0.33873 | 0.29823
2012-11-14 04:00 | 0.20426 | 0.12813 | 0.18446 | 0.22637 | 0.52119 | 0.52119 | 0.52119 | 0.52119 | 0.31693 | 0.39306 | 0.33673 | 0.29482
2012-11-14 05:00 | 0.23082 | 0.14838 | 0.18777 | 0.23225 | 0.52119 | 0.52119 | 0.52119 | 0.52119 | 0.29037 | 0.37281 | 0.33342 | 0.28894
2012-11-14 06:00 | 0.2697 | 0.23415 | 0.19491 | 0.23501 | 0.52119 | 0.52119 | 0.52119 | 0.52119 | 0.25149 | 0.28704 | 0.32627 | 0.28618
2012-11-14 07:00 | 0.29365 | 0.30447 | 0.19428 | 0.23857 | 0.52119 | 0.52119 | 0.52119 | 0.52119 | 0.22754 | 0.21672 | 0.32691 | 0.28261
2012-11-14 08:00 | 0.30498 | 0.32697 | 0.18975 | 0.23918 | 0.52119 | 0.52119 | 0.52119 | 0.52119 | 0.2162 | 0.19422 | 0.33143 | 0.28201
2012-11-14 09:00 | 0.30083 | 0.32187 | 0.19131 | 0.23754 | 0.52119 | 0.52119 | 0.52119 | 0.52119 | 0.22036 | 0.19932 | 0.32987 | 0.28365
2012-11-14 10:00 | 0.29958 | 0.31616 | 0.18882 | 0.23505 | 0.52119 | 0.52119 | 0.52119 | 0.52119 | 0.22161 | 0.20503 | 0.33236 | 0.28613
2012-11-14 11:00 | 0.29727 | 0.31559 | 0.19 | 0.23167 | 0.52119 | 0.52119 | 0.52119 | 0.52119 | 0.22392 | 0.2056 | 0.33119 | 0.28951
2012-11-14 12:00 | 0.29549 | 0.31216 | 0.19298 | 0.23208 | 0.52119 | 0.52119 | 0.52119 | 0.52119 | 0.2257 | 0.20903 | 0.32821 | 0.28911
2012-11-14 13:00 | 0.29437 | 0.31102 | 0.18609 | 0.23152 | 0.52119 | 0.52119 | 0.52119 | 0.52119 | 0.22681 | 0.21017 | 0.3351 | 0.28967
2012-11-14 14:00 | 0.29467 | 0.30965 | 0.18576 | 0.23044 | 0.52119 | 0.52119 | 0.52119 | 0.52119 | 0.22652 | 0.21154 | 0.33543 | 0.29075
2012-11-14 15:00 | 0.2921 | 0.30486 | 0.18505 | 0.22714 | 0.52119 | 0.52119 | 0.52119 | 0.52119 | 0.22909 | 0.21633 | 0.33613 | 0.29404
2012-11-14 16:00 | 0.29028 | 0.30401 | 0.18891 | 0.22588 | 0.52119 | 0.52119 | 0.52119 | 0.52119 | 0.23091 | 0.21718 | 0.33228 | 0.29531
2012-11-14 17:00 | 0.28292 | 0.28749 | 0.19069 | 0.22654 | 0.52119 | 0.52119 | 0.52119 | 0.52119 | 0.23827 | 0.2337 | 0.33049 | 0.29465
2012-11-14 18:00 | 0.25138 | 0.25664 | 0.19079 | 0.2225 | 0.52119 | 0.52119 | 0.52119 | 0.52119 | 0.2698 | 0.26455 | 0.3304 | 0.29869
2012-11-14 19:00 | 0.22926 | 0.20959 | 0.18983 | 0.22105 | 0.52119 | 0.52119 | 0.52119 | 0.52119 | 0.29192 | 0.3116 | 0.33136 | 0.30014
2012-11-14 20:00 | 0.2141 | 0.18806 | 0.18792 | 0.22435 | 0.52119 | 0.52119 | 0.52119 | 0.52119 | 0.30709 | 0.33313 | 0.33327 | 0.29684
2012-11-14 21:00 | 0.20102 | 0.17868 | 0.1862 | 0.22397 | 0.52119 | 0.52119 | 0.52119 | 0.52119 | 0.32017 | 0.34251 | 0.33498 | 0.29722
2012-11-14 22:00 | 0.18959 | 0.14255 | 0.18388 | 0.22083 | 0.52119 | 0.52119 | 0.52119 | 0.52119 | 0.33159 | 0.37864 | 0.3373 | 0.30036
2012-11-14 23:00 | 0.18144 | 0.1121 | 0.17714 | 0.21879 | 0.52119 | 0.52119 | 0.52119 | 0.52119 | 0.33974 | 0.40909 | 0.34404 | 0.3024
2012-11-15 | 0.17804 | 0.10568 | 0.17029 | 0.21967 | 0.52119 | 0.52119 | 0.52119 | 0.52119 | 0.34315 | 0.41551 | 0.3509 | 0.30152
2012-11-15 01:00 | 0.17849 | 0.10097 | 0.17082 | 0.22055 | 0.52119 | 0.52119 | 0.52119 | 0.52119 | 0.3427 | 0.42022 | 0.35037 | 0.30064
2012-11-15 02:00 | 0.17632 | 0.10256 | 0.17311 | 0.22227 | 0.52119 | 0.52119 | 0.52119 | 0.52119 | 0.34487 | 0.41863 | 0.34808 | 0.29892
2012-11-15 03:00 | 0.18702 | 0.10377 | 0.17911 | 0.22357 | 0.52119 | 0.52119 | 0.52119 | 0.52119 | 0.33417 | 0.41742 | 0.34208 | 0.29762
2012-11-15 04:00 | 0.20551 | 0.12761 | 0.18252 | 0.23404 | 0.52119 | 0.52119 | 0.52119 | 0.52119 | 0.31568 | 0.39358 | 0.33867 | 0.28715
2012-11-15 05:00 | 0.23209 | 0.14845 | 0.18565 | 0.23831 | 0.52119 | 0.52119 | 0.52119 | 0.52119 | 0.2891 | 0.37274 | 0.33554 | 0.28288
2012-11-15 06:00 | 0.27123 | 0.23409 | 0.19391 | 0.23576 | 0.52119 | 0.52119 | 0.52119 | 0.52119 | 0.24996 | 0.28709 | 0.32728 | 0.28543
2012-11-15 07:00 | 0.29509 | 0.30356 | 0.1942 | 0.23876 | 0.52119 | 0.52119 | 0.52119 | 0.52119 | 0.2261 | 0.21762 | 0.32699 | 0.28243
2012-11-15 08:00 | 0.30249 | 0.32669 | 0.19002 | 0.23921 | 0.52119 | 0.52119 | 0.52119 | 0.52119 | 0.2187 | 0.19449 | 0.33117 | 0.28198
2012-11-15 09:00 | 0.30037 | 0.32436 | 0.18927 | 0.23825 | 0.52119 | 0.52119 | 0.52119 | 0.52119 | 0.22081 | 0.19683 | 0.33192 | 0.28294
2012-11-15 10:00 | 0.299 | 0.31871 | 0.18716 | 0.23749 | 0.52119 | 0.52119 | 0.52119 | 0.52119 | 0.22218 | 0.20247 | 0.33403 | 0.2837
2012-11-15 11:00 | 0.29689 | 0.31632 | 0.18682 | 0.23573 | 0.52119 | 0.52119 | 0.52119 | 0.52119 | 0.2243 | 0.20487 | 0.33437 | 0.28546
2012-11-15 12:00 | 0.29555 | 0.31269 | 0.18577 | 0.23317 | 0.52119 | 0.52119 | 0.52119 | 0.52119 | 0.22564 | 0.2085 | 0.33542 | 0.28802
2012-11-15 13:00 | 0.29452 | 0.31274 | 0.18225 | 0.2315 | 0.52119 | 0.52119 | 0.52119 | 0.52119 | 0.22667 | 0.20845 | 0.33894 | 0.28969
2012-11-15 14:00 | 0.29438 | 0.31189 | 0.18565 | 0.23029 | 0.52119 | 0.52119 | 0.52119 | 0.52119 | 0.22681 | 0.2093 | 0.33554 | 0.29089
2012-11-15 15:00 | 0.29191 | 0.30734 | 0.18864 | 0.22865 | 0.52119 | 0.52119 | 0.52119 | 0.52119 | 0.22928 | 0.21385 | 0.33254 | 0.29254
2012-11-15 16:00 | 0.29021 | 0.30599 | 0.19106 | 0.22762 | 0.52119 | 0.52119 | 0.52119 | 0.52119 | 0.23098 | 0.2152 | 0.33013 | 0.29357
2012-11-15 17:00 | 0.28312 | 0.28928 | 0.19407 | 0.22637 | 0.52119 | 0.52119 | 0.52119 | 0.52119 | 0.23807 | 0.23191 | 0.32712 | 0.29481
2012-11-15 18:00 | 0.25134 | 0.25743 | 0.19547 | 0.22223 | 0.52119 | 0.52119 | 0.52119 | 0.52119 | 0.26985 | 0.26376 | 0.32571 | 0.29896
2012-11-15 19:00 | 0.22919 | 0.21019 | 0.19616 | 0.22078 | 0.52119 | 0.52119 | 0.52119 | 0.52119 | 0.29199 | 0.311 | 0.32503 | 0.30041
2012-11-15 20:00 | 0.21401 | 0.18896 | 0.19412 | 0.2218 | 0.52119 | 0.52119 | 0.52119 | 0.52119 | 0.30718 | 0.33223 | 0.32707 | 0.29939
2012-11-15 21:00 | 0.20102 | 0.17905 | 0.19248 | 0.22131 | 0.52119 | 0.52119 | 0.52119 | 0.52119 | 0.32017 | 0.34214 | 0.32871 | 0.29987
2012-11-15 22:00 | 0.18959 | 0.14273 | 0.18908 | 0.2183 | 0.52119 | 0.52119 | 0.52119 | 0.52119 | 0.3316 | 0.37846 | 0.33211 | 0.30289
2012-11-15 23:00 | 0.18137 | 0.11202 | 0.1827 | 0.21715 | 0.52119 | 0.52119 | 0.52119 | 0.52119 | 0.33982 | 0.40917 | 0.33849 | 0.30404
2012-11-16 | 0.17788 | 0.10547 | 0.17477 | 0.21899 | 0.52119 | 0.52119 | 0.52119 | 0.52119 | 0.34331 | 0.41572 | 0.34641 | 0.3022
2012-11-16 01:00 | 0.17803 | 0.10085 | 0.17392 | 0.21978 | 0.52119 | 0.52119 | 0.52119 | 0.52119 | 0.34316 | 0.42034 | 0.34727 | 0.30141
2012-11-16 02:00 | 0.17444 | 0.10248 | 0.17667 | 0.22142 | 0.52119 | 0.52119 | 0.52119 | 0.52119 | 0.34675 | 0.41871 | 0.34452 | 0.29977
2012-11-16 03:00 | 0.18482 | 0.10367 | 0.18183 | 0.22258 | 0.52119 | 0.52119 | 0.52119 | 0.52119 | 0.33637 | 0.41752 | 0.33935 | 0.2986
2012-11-16 04:00 | 0.2031 | 0.12747 | 0.18325 | 0.22522 | 0.52119 | 0.52119 | 0.52119 | 0.52119 | 0.31809 | 0.39372 | 0.33794 | 0.29597
2012-11-16 05:00 | 0.22976 | 0.14832 | 0.18695 | 0.23086 | 0.52119 | 0.52119 | 0.52119 | 0.52119 | 0.29143 | 0.37287 | 0.33424 | 0.29033
2012-11-16 06:00 | 0.26853 | 0.23288 | 0.19439 | 0.2345 | 0.52119 | 0.52119 | 0.52119 | 0.52119 | 0.25266 | 0.28831 | 0.32679 | 0.28668
2012-11-16 07:00 | 0.29515 | 0.30472 | 0.19473 | 0.23728 | 0.52119 | 0.52119 | 0.52119 | 0.52119 | 0.22604 | 0.21646 | 0.32646 | 0.28391
2012-11-16 08:00 | 0.30441 | 0.32747 | 0.19249 | 0.23751 | 0.52119 | 0.52119 | 0.52119 | 0.52119 | 0.21678 | 0.19372 | 0.3287 | 0.28368
2012-11-16 09:00 | 0.29944 | 0.32336 | 0.19405 | 0.23729 | 0.52119 | 0.52119 | 0.52119 | 0.52119 | 0.22174 | 0.19783 | 0.32714 | 0.2839
2012-11-16 10:00 | 0.2985 | 0.3177 | 0.1915 | 0.23709 | 0.52119 | 0.52119 | 0.52119 | 0.52119 | 0.22269 | 0.20349 | 0.32968 | 0.2841
2012-11-16 11:00 | 0.29593 | 0.31881 | 0.1921 | 0.23632 | 0.52119 | 0.52119 | 0.52119 | 0.52119 | 0.22526 | 0.20238 | 0.32909 | 0.28487
2012-11-16 12:00 | 0.29496 | 0.31525 | 0.19054 | 0.23307 | 0.52119 | 0.52119 | 0.52119 | 0.52119 | 0.22623 | 0.20594 | 0.33064 | 0.28812
2012-11-16 13:00 | 0.29425 | 0.31588 | 0.19223 | 0.23127 | 0.52119 | 0.52119 | 0.52119 | 0.52119 | 0.22694 | 0.20531 | 0.32896 | 0.28992
2012-11-16 14:00 | 0.29486 | 0.31285 | 0.19476 | 0.22953 | 0.52119 | 0.52119 | 0.52119 | 0.52119 | 0.22633 | 0.20834 | 0.32643 | 0.29166
2012-11-16 15:00 | 0.2923 | 0.30775 | 0.19423 | 0.22792 | 0.52119 | 0.52119 | 0.52119 | 0.52119 | 0.22889 | 0.21344 | 0.32696 | 0.29327
2012-11-16 16:00 | 0.29045 | 0.30649 | 0.19511 | 0.22638 | 0.52119 | 0.52119 | 0.52119 | 0.52119 | 0.23073 | 0.2147 | 0.32608 | 0.29481
2012-11-16 17:00 | 0.28382 | 0.28974 | 0.19535 | 0.22541 | 0.52119 | 0.52119 | 0.52119 | 0.52119 | 0.23737 | 0.23145 | 0.32584 | 0.29578
2012-11-16 18:00 | 0.25109 | 0.25818 | 0.19424 | 0.222 | 0.52119 | 0.52119 | 0.52119 | 0.52119 | 0.2701 | 0.26301 | 0.32695 | 0.29918
2012-11-16 19:00 | 0.22909 | 0.21109 | 0.19452 | 0.22033 | 0.52119 | 0.52119 | 0.52119 | 0.52119 | 0.2921 | 0.3101 | 0.32667 | 0.30086
2012-11-16 20:00 | 0.21373 | 0.18879 | 0.19346 | 0.22042 | 0.52119 | 0.52119 | 0.52119 | 0.52119 | 0.30746 | 0.3324 | 0.32773 | 0.30076
2012-11-16 21:00 | 0.20085 | 0.17853 | 0.18965 | 0.21975 | 0.52119 | 0.52119 | 0.52119 | 0.52119 | 0.32034 | 0.34265 | 0.33154 | 0.30144
2012-11-16 22:00 | 0.18949 | 0.14211 | 0.18488 | 0.21666 | 0.52119 | 0.52119 | 0.52119 | 0.52119 | 0.3317 | 0.37907 | 0.33631 | 0.30453
2012-11-16 23:00 | 0.17918 | 0.11154 | 0.17808 | 0.21532 | 0.52119 | 0.52119 | 0.52119 | 0.52119 | 0.34201 | 0.40965 | 0.34311 | 0.30587
2012-11-17 | 0.1741 | 0.11014 | 0.17414 | 0.22036 | 0.52119 | 0.52119 | 0.52119 | 0.52119 | 0.34709 | 0.41105 | 0.34705 | 0.30083
2012-11-17 01:00 | 0.17321 | 0.10495 | 0.16949 | 0.22137 | 0.52119 | 0.52119 | 0.52119 | 0.52119 | 0.34798 | 0.41624 | 0.3517 | 0.29981
2012-11-17 02:00 | 0.1755 | 0.10439 | 0.16947 | 0.22142 | 0.52119 | 0.52119 | 0.52119 | 0.52119 | 0.34569 | 0.4168 | 0.35172 | 0.29977
2012-11-17 03:00 | 0.1761 | 0.1064 | 0.16874 | 0.22206 | 0.52119 | 0.52119 | 0.52119 | 0.52119 | 0.34508 | 0.41479 | 0.35244 | 0.29913
2012-11-17 04:00 | 0.17759 | 0.11115 | 0.17338 | 0.22232 | 0.52119 | 0.52119 | 0.52119 | 0.52119 | 0.3436 | 0.41004 | 0.3478 | 0.29887
2012-11-17 05:00 | 0.18106 | 0.11436 | 0.17975 | 0.22407 | 0.52119 | 0.52119 | 0.52119 | 0.52119 | 0.34013 | 0.40682 | 0.34144 | 0.29712
2012-11-17 06:00 | 0.19506 | 0.13078 | 0.18582 | 0.22493 | 0.52119 | 0.52119 | 0.52119 | 0.52119 | 0.32613 | 0.39041 | 0.33537 | 0.29626
2012-11-17 07:00 | 0.21004 | 0.16689 | 0.18665 | 0.22617 | 0.52119 | 0.52119 | 0.52119 | 0.52119 | 0.31114 | 0.3543 | 0.33454 | 0.29501
2012-11-17 08:00 | 0.22893 | 0.21507 | 0.19578 | 0.22884 | 0.52119 | 0.52119 | 0.52119 | 0.52119 | 0.29225 | 0.30612 | 0.3254 | 0.29235
2012-11-17 09:00 | 0.23912 | 0.23657 | 0.18998 | 0.23175 | 0.52119 | 0.52119 | 0.52119 | 0.52119 | 0.28207 | 0.28461 | 0.33121 | 0.28944
2012-11-17 10:00 | 0.24377 | 0.23786 | 0.18649 | 0.22986 | 0.52119 | 0.52119 | 0.52119 | 0.52119 | 0.27742 | 0.28333 | 0.33469 | 0.29133
2012-11-17 11:00 | 0.24517 | 0.23977 | 0.18769 | 0.23114 | 0.52119 | 0.52119 | 0.52119 | 0.52119 | 0.27602 | 0.28142 | 0.3335 | 0.29005
2012-11-17 12:00 | 0.24546 | 0.23604 | 0.18549 | 0.22992 | 0.52119 | 0.52119 | 0.52119 | 0.52119 | 0.27573 | 0.28515 | 0.3357 | 0.29127
2012-11-17 13:00 | 0.24219 | 0.22511 | 0.18804 | 0.22752 | 0.52119 | 0.52119 | 0.52119 | 0.52119 | 0.279 | 0.29608 | 0.33315 | 0.29367
2012-11-17 14:00 | 0.23521 | 0.21891 | 0.18136 | 0.22353 | 0.52119 | 0.52119 | 0.52119 | 0.52119 | 0.28598 | 0.30228 | 0.33983 | 0.29766
2012-11-17 15:00 | 0.2275 | 0.19219 | 0.18716 | 0.223 | 0.52119 | 0.52119 | 0.52119 | 0.52119 | 0.29369 | 0.329 | 0.33403 | 0.29819
2012-11-17 16:00 | 0.22247 | 0.17595 | 0.18923 | 0.22385 | 0.52119 | 0.52119 | 0.52119 | 0.52119 | 0.29872 | 0.34524 | 0.33196 | 0.29734
2012-11-17 17:00 | 0.21396 | 0.16355 | 0.18582 | 0.22181 | 0.52119 | 0.52119 | 0.52119 | 0.52119 | 0.30722 | 0.35764 | 0.33537 | 0.29938
2012-11-17 18:00 | 0.20855 | 0.15556 | 0.18822 | 0.21711 | 0.52119 | 0.52119 | 0.52119 | 0.52119 | 0.31264 | 0.36562 | 0.33297 | 0.30408
2012-11-17 19:00 | 0.19893 | 0.1443 | 0.18457 | 0.2171 | 0.52119 | 0.52119 | 0.52119 | 0.52119 | 0.32225 | 0.37689 | 0.33662 | 0.30409
2012-11-17 20:00 | 0.19786 | 0.13723 | 0.18251 | 0.21989 | 0.52119 | 0.52119 | 0.52119 | 0.52119 | 0.32333 | 0.38396 | 0.33868 | 0.3013
2012-11-17 21:00 | 0.19319 | 0.13268 | 0.18708 | 0.21957 | 0.52119 | 0.52119 | 0.52119 | 0.52119 | 0.328 | 0.3885 | 0.33411 | 0.30162
2012-11-17 22:00 | 0.19042 | 0.12745 | 0.18659 | 0.22059 | 0.52119 | 0.52119 | 0.52119 | 0.52119 | 0.33077 | 0.39374 | 0.33459 | 0.3006
2012-11-17 23:00 | 0.19071 | 0.11439 | 0.18513 | 0.22201 | 0.52119 | 0.52119 | 0.52119 | 0.52119 | 0.33048 | 0.4068 | 0.33606 | 0.29918
2012-11-18 | 0.17521 | 0.11128 | 0.1798 | 0.2252 | 0.52119 | 0.52119 | 0.52119 | 0.52119 | 0.34597 | 0.40991 | 0.34139 | 0.29599
2012-11-18 01:00 | 0.17386 | 0.10623 | 0.17712 | 0.22265 | 0.52119 | 0.52119 | 0.52119 | 0.52119 | 0.34733 | 0.41496 | 0.34406 | 0.29854
2012-11-18 02:00 | 0.17644 | 0.10528 | 0.1769 | 0.22208 | 0.52119 | 0.52119 | 0.52119 | 0.52119 | 0.34475 | 0.41591 | 0.34429 | 0.29911
2012-11-18 03:00 | 0.17723 | 0.1068 | 0.17807 | 0.22556 | 0.52119 | 0.52119 | 0.52119 | 0.52119 | 0.34396 | 0.41439 | 0.34312 | 0.29563
2012-11-18 04:00 | 0.17845 | 0.11127 | 0.18133 | 0.22423 | 0.52119 | 0.52119 | 0.52119 | 0.52119 | 0.34274 | 0.40992 | 0.33986 | 0.29696
2012-11-18 05:00 | 0.18177 | 0.11481 | 0.18796 | 0.22469 | 0.52119 | 0.52119 | 0.52119 | 0.52119 | 0.33942 | 0.40638 | 0.33323 | 0.2965
2012-11-18 06:00 | 0.19528 | 0.13016 | 0.19205 | 0.23029 | 0.52119 | 0.52119 | 0.52119 | 0.52119 | 0.32591 | 0.39102 | 0.32914 | 0.2909
2012-11-18 07:00 | 0.21047 | 0.16608 | 0.18775 | 0.22835 | 0.52119 | 0.52119 | 0.52119 | 0.52119 | 0.31072 | 0.3551 | 0.33344 | 0.29284
2012-11-18 08:00 | 0.22809 | 0.21426 | 0.19847 | 0.23168 | 0.52119 | 0.52119 | 0.52119 | 0.52119 | 0.2931 | 0.30692 | 0.32272 | 0.28951
2012-11-18 09:00 | 0.23787 | 0.23398 | 0.19024 | 0.22962 | 0.52119 | 0.52119 | 0.52119 | 0.52119 | 0.28331 | 0.2872 | 0.33095 | 0.29157
2012-11-18 10:00 | 0.24215 | 0.2345 | 0.18631 | 0.23207 | 0.52119 | 0.52119 | 0.52119 | 0.52119 | 0.27904 | 0.28668 | 0.33488 | 0.28912
2012-11-18 11:00 | 0.24375 | 0.23598 | 0.18598 | 0.23543 | 0.52119 | 0.52119 | 0.52119 | 0.52119 | 0.27744 | 0.28521 | 0.33521 | 0.28576
2012-11-18 12:00 | 0.2443 | 0.23338 | 0.18531 | 0.23124 | 0.52119 | 0.52119 | 0.52119 | 0.52119 | 0.27688 | 0.28781 | 0.33588 | 0.28994
2012-11-18 13:00 | 0.24189 | 0.22334 | 0.19067 | 0.22738 | 0.52119 | 0.52119 | 0.52119 | 0.52119 | 0.2793 | 0.29785 | 0.33052 | 0.29381
2012-11-18 14:00 | 0.23509 | 0.2169 | 0.18572 | 0.22365 | 0.52119 | 0.52119 | 0.52119 | 0.52119 | 0.28609 | 0.30429 | 0.33547 | 0.29753
2012-11-18 15:00 | 0.22766 | 0.19019 | 0.1803 | 0.22327 | 0.52119 | 0.52119 | 0.52119 | 0.52119 | 0.29352 | 0.33099 | 0.34089 | 0.29792
2012-11-18 16:00 | 0.22263 | 0.17507 | 0.18428 | 0.22389 | 0.52119 | 0.52119 | 0.52119 | 0.52119 | 0.29856 | 0.34612 | 0.33691 | 0.2973
2012-11-18 17:00 | 0.21381 | 0.16298 | 0.18583 | 0.22202 | 0.52119 | 0.52119 | 0.52119 | 0.52119 | 0.30738 | 0.35821 | 0.33536 | 0.29917
2012-11-18 18:00 | 0.20822 | 0.15535 | 0.18647 | 0.21716 | 0.52119 | 0.52119 | 0.52119 | 0.52119 | 0.31297 | 0.36584 | 0.33472 | 0.30403
2012-11-18 19:00 | 0.19837 | 0.14422 | 0.18278 | 0.21652 | 0.52119 | 0.52119 | 0.52119 | 0.52119 | 0.32282 | 0.37697 | 0.33841 | 0.30467
2012-11-18 20:00 | 0.19686 | 0.13706 | 0.18296 | 0.21978 | 0.52119 | 0.52119 | 0.52119 | 0.52119 | 0.32433 | 0.38413 | 0.33823 | 0.30141
2012-11-18 21:00 | 0.19289 | 0.13262 | 0.1865 | 0.21976 | 0.52119 | 0.52119 | 0.52119 | 0.52119 | 0.3283 | 0.38857 | 0.33469 | 0.30143
2012-11-18 22:00 | 0.19012 | 0.12743 | 0.18655 | 0.22157 | 0.52119 | 0.52119 | 0.52119 | 0.52119 | 0.33107 | 0.39376 | 0.33463 | 0.29962
2012-11-18 23:00 | 0.19066 | 0.11716 | 0.18431 | 0.22157 | 0.52119 | 0.52119 | 0.52119 | 0.52119 | 0.33053 | 0.40403 | 0.33688 | 0.29962
2012-11-19 | 0.1781 | 0.10569 | 0.17496 | 0.21949 | 0.52119 | 0.52119 | 0.52119 | 0.52119 | 0.34308 | 0.4155 | 0.34623 | 0.30169
2012-11-19 01:00 | 0.17898 | 0.10112 | 0.17336 | 0.22044 | 0.52119 | 0.52119 | 0.52119 | 0.52119 | 0.34221 | 0.42007 | 0.34783 | 0.30074
2012-11-19 02:00 | 0.17644 | 0.1027 | 0.17571 | 0.22209 | 0.52119 | 0.52119 | 0.52119 | 0.52119 | 0.34475 | 0.41849 | 0.34548 | 0.29909
2012-11-19 03:00 | 0.18698 | 0.10392 | 0.18084 | 0.22344 | 0.52119 | 0.52119 | 0.52119 | 0.52119 | 0.33421 | 0.41727 | 0.34035 | 0.29775
2012-11-19 04:00 | 0.20571 | 0.12811 | 0.18299 | 0.2268 | 0.52119 | 0.52119 | 0.52119 | 0.52119 | 0.31547 | 0.39307 | 0.33819 | 0.29438
2012-11-19 05:00 | 0.23207 | 0.14844 | 0.18636 | 0.23157 | 0.52119 | 0.52119 | 0.52119 | 0.52119 | 0.28912 | 0.37275 | 0.33483 | 0.28962
2012-11-19 06:00 | 0.27083 | 0.23382 | 0.19441 | 0.23491 | 0.52119 | 0.52119 | 0.52119 | 0.52119 | 0.25036 | 0.28737 | 0.32678 | 0.28628
2012-11-19 07:00 | 0.29532 | 0.30356 | 0.19446 | 0.23778 | 0.52119 | 0.52119 | 0.52119 | 0.52119 | 0.22587 | 0.21763 | 0.32673 | 0.28341
2012-11-19 08:00 | 0.30206 | 0.32831 | 0.1917 | 0.23816 | 0.52119 | 0.52119 | 0.52119 | 0.52119 | 0.21913 | 0.19288 | 0.32949 | 0.28302
2012-11-19 09:00 | 0.30007 | 0.3282 | 0.19143 | 0.23781 | 0.52119 | 0.52119 | 0.52119 | 0.52119 | 0.22112 | 0.19299 | 0.32976 | 0.28338
2012-11-19 10:00 | 0.29878 | 0.32231 | 0.18881 | 0.23755 | 0.52119 | 0.52119 | 0.52119 | 0.52119 | 0.22241 | 0.19888 | 0.33238 | 0.28364
2012-11-19 11:00 | 0.2974 | 0.31814 | 0.18816 | 0.23595 | 0.52119 | 0.52119 | 0.52119 | 0.52119 | 0.22378 | 0.20304 | 0.33303 | 0.28524
2012-11-19 12:00 | 0.29516 | 0.31441 | 0.1867 | 0.2332 | 0.52119 | 0.52119 | 0.52119 | 0.52119 | 0.22603 | 0.20677 | 0.33449 | 0.28799
2012-11-19 13:00 | 0.29395 | 0.31506 | 0.18952 | 0.23148 | 0.52119 | 0.52119 | 0.52119 | 0.52119 | 0.22724 | 0.20612 | 0.33167 | 0.28971
2012-11-19 14:00 | 0.29417 | 0.31341 | 0.19153 | 0.23008 | 0.52119 | 0.52119 | 0.52119 | 0.52119 | 0.22702 | 0.20778 | 0.32966 | 0.29111
2012-11-19 15:00 | 0.29212 | 0.30807 | 0.1923 | 0.22847 | 0.52119 | 0.52119 | 0.52119 | 0.52119 | 0.22907 | 0.21312 | 0.32889 | 0.29272
2012-11-19 16:00 | 0.29006 | 0.30675 | 0.19495 | 0.22733 | 0.52119 | 0.52119 | 0.52119 | 0.52119 | 0.23113 | 0.21443 | 0.32624 | 0.29385
2012-11-19 17:00 | 0.28294 | 0.2901 | 0.19682 | 0.2262 | 0.52119 | 0.52119 | 0.52119 | 0.52119 | 0.23825 | 0.23109 | 0.32437 | 0.29499
2012-11-19 18:00 | 0.25211 | 0.25846 | 0.19601 | 0.22214 | 0.52119 | 0.52119 | 0.52119 | 0.52119 | 0.26908 | 0.26273 | 0.32518 | 0.29905
2012-11-19 19:00 | 0.22976 | 0.21148 | 0.19605 | 0.22062 | 0.52119 | 0.52119 | 0.52119 | 0.52119 | 0.29143 | 0.30971 | 0.32514 | 0.30057
2012-11-19 20:00 | 0.2142 | 0.18925 | 0.19374 | 0.22151 | 0.52119 | 0.52119 | 0.52119 | 0.52119 | 0.30699 | 0.33194 | 0.32745 | 0.29968
2012-11-19 21:00 | 0.20096 | 0.17915 | 0.19159 | 0.22118 | 0.52119 | 0.52119 | 0.52119 | 0.52119 | 0.32023 | 0.34204 | 0.32959 | 0.3
2012-11-19 22:00 | 0.18962 | 0.14273 | 0.18806 | 0.21824 | 0.52119 | 0.52119 | 0.52119 | 0.52119 | 0.33156 | 0.37846 | 0.33313 | 0.30295
2012-11-19 23:00 | 0.17933 | 0.11216 | 0.18212 | 0.21671 | 0.52119 | 0.52119 | 0.52119 | 0.52119 | 0.34185 | 0.40903 | 0.33907 | 0.30448
2012-11-20 | 0.17778 | 0.10575 | 0.17549 | 0.2187 | 0.52119 | 0.52119 | 0.52119 | 0.52119 | 0.34341 | 0.41544 | 0.3457 | 0.30248
2012-11-20 01:00 | 0.17854 | 0.10112 | 0.1746 | 0.2195 | 0.52119 | 0.52119 | 0.52119 | 0.52119 | 0.34265 | 0.42007 | 0.34659 | 0.30168
2012-11-20 02:00 | 0.17506 | 0.10267 | 0.17689 | 0.22109 | 0.52119 | 0.52119 | 0.52119 | 0.52119 | 0.34612 | 0.41852 | 0.3443 | 0.30009
2012-11-20 03:00 | 0.18578 | 0.10391 | 0.18185 | 0.2223 | 0.52119 | 0.52119 | 0.52119 | 0.52119 | 0.3354 | 0.41728 | 0.33934 | 0.29889
2012-11-20 04:00 | 0.20409 | 0.12809 | 0.18302 | 0.22454 | 0.52119 | 0.52119 | 0.52119 | 0.52119 | 0.3171 | 0.3931 | 0.33817 | 0.29665
2012-11-20 05:00 | 0.23054 | 0.14838 | 0.18692 | 0.22967 | 0.52119 | 0.52119 | 0.52119 | 0.52119 | 0.29065 | 0.37281 | 0.33427 | 0.29152
2012-11-20 06:00 | 0.26964 | 0.23365 | 0.19581 | 0.23366 | 0.52119 | 0.52119 | 0.52119 | 0.52119 | 0.25155 | 0.28754 | 0.32538 | 0.28753
2012-11-20 07:00 | 0.29491 | 0.30529 | 0.19524 | 0.23589 | 0.52119 | 0.52119 | 0.52119 | 0.52119 | 0.22628 | 0.2159 | 0.32595 | 0.2853
2012-11-20 08:00 | 0.30362 | 0.32864 | 0.19473 | 0.2362 | 0.52119 | 0.52119 | 0.52119 | 0.52119 | 0.21757 | 0.19255 | 0.32646 | 0.28499
2012-11-20 09:00 | 0.30044 | 0.3287 | 0.19678 | 0.23629 | 0.52119 | 0.52119 | 0.52119 | 0.52119 | 0.22075 | 0.19248 | 0.32441 | 0.2849
2012-11-20 10:00 | 0.29927 | 0.32277 | 0.19566 | 0.23687 | 0.52119 | 0.52119 | 0.52119 | 0.52119 | 0.22192 | 0.19841 | 0.32552 | 0.28432
2012-11-20 11:00 | 0.2975 | 0.32019 | 0.19635 | 0.23629 | 0.52119 | 0.52119 | 0.52119 | 0.52119 | 0.22369 | 0.201 | 0.32484 | 0.2849
2012-11-20 12:00 | 0.29548 | 0.31645 | 0.19505 | 0.23322 | 0.52119 | 0.52119 | 0.52119 | 0.52119 | 0.2257 | 0.20474 | 0.32614 | 0.28797
2012-11-20 13:00 | 0.29487 | 0.31683 | 0.19631 | 0.23151 | 0.52119 | 0.52119 | 0.52119 | 0.52119 | 0.22632 | 0.20436 | 0.32488 | 0.28968
2012-11-20 14:00 | 0.29531 | 0.31395 | 0.19491 | 0.22976 | 0.52119 | 0.52119 | 0.52119 | 0.52119 | 0.22588 | 0.20723 | 0.32628 | 0.29143
2012-11-20 15:00 | 0.29315 | 0.30865 | 0.19509 | 0.22769 | 0.52119 | 0.52119 | 0.52119 | 0.52119 | 0.22803 | 0.21253 | 0.3261 | 0.2935
2012-11-20 16:00 | 0.29088 | 0.30723 | 0.19646 | 0.22589 | 0.52119 | 0.52119 | 0.52119 | 0.52119 | 0.23031 | 0.21396 | 0.32472 | 0.2953
2012-11-20 17:00 | 0.28433 | 0.29017 | 0.19656 | 0.22478 | 0.52119 | 0.52119 | 0.52119 | 0.52119 | 0.23685 | 0.23102 | 0.32463 | 0.29641
2012-11-20 18:00 | 0.25154 | 0.25849 | 0.19451 | 0.22212 | 0.52119 | 0.52119 | 0.52119 | 0.52119 | 0.26965 | 0.2627 | 0.32668 | 0.29907
2012-11-20 19:00 | 0.2295 | 0.21147 | 0.19367 | 0.21956 | 0.52119 | 0.52119 | 0.52119 | 0.52119 | 0.29169 | 0.30971 | 0.32752 | 0.30163
2012-11-20 20:00 | 0.21399 | 0.18878 | 0.19266 | 0.21981 | 0.52119 | 0.52119 | 0.52119 | 0.52119 | 0.3072 | 0.33241 | 0.32853 | 0.30137
2012-11-20 21:00 | 0.20099 | 0.1786 | 0.19012 | 0.21942 | 0.52119 | 0.52119 | 0.52119 | 0.52119 | 0.3202 | 0.34259 | 0.33107 | 0.30177
2012-11-20 22:00 | 0.1895 | 0.14207 | 0.18433 | 0.21649 | 0.52119 | 0.52119 | 0.52119 | 0.52119 | 0.33169 | 0.37912 | 0.33686 | 0.3047
2012-11-20 23:00 | 0.17918 | 0.11158 | 0.17787 | 0.21514 | 0.52119 | 0.52119 | 0.52119 | 0.52119 | 0.34201 | 0.40961 | 0.34332 | 0.30605
2012-11-21 | 0.1775 | 0.10514 | 0.17099 | 0.21841 | 0.52119 | 0.52119 | 0.52119 | 0.52119 | 0.34368 | 0.41605 | 0.3502 | 0.30278
2012-11-21 01:00 | 0.17838 | 0.10081 | 0.17168 | 0.21902 | 0.52119 | 0.52119 | 0.52119 | 0.52119 | 0.34281 | 0.42038 | 0.34951 | 0.30217
2012-11-21 02:00 | 0.17534 | 0.10254 | 0.17306 | 0.22034 | 0.52119 | 0.52119 | 0.52119 | 0.52119 | 0.34585 | 0.41865 | 0.34813 | 0.30085
2012-11-21 03:00 | 0.18614 | 0.10381 | 0.17543 | 0.22122 | 0.52119 | 0.52119 | 0.52119 | 0.52119 | 0.33504 | 0.41738 | 0.34576 | 0.29997
2012-11-21 04:00 | 0.20429 | 0.12796 | 0.17827 | 0.22453 | 0.52119 | 0.52119 | 0.52119 | 0.52119 | 0.3169 | 0.39323 | 0.34292 | 0.29665
2012-11-21 05:00 | 0.2309 | 0.14833 | 0.18074 | 0.22958 | 0.52119 | 0.52119 | 0.52119 | 0.52119 | 0.29029 | 0.37286 | 0.34045 | 0.29161
2012-11-21 06:00 | 0.27023 | 0.23309 | 0.19249 | 0.23346 | 0.52119 | 0.52119 | 0.52119 | 0.52119 | 0.25096 | 0.2881 | 0.3287 | 0.28773
2012-11-21 07:00 | 0.29539 | 0.30398 | 0.1921 | 0.23432 | 0.52119 | 0.52119 | 0.52119 | 0.52119 | 0.2258 | 0.21721 | 0.32909 | 0.28687
2012-11-21 08:00 | 0.3035 | 0.3286 | 0.18986 | 0.23425 | 0.52119 | 0.52119 | 0.52119 | 0.52119 | 0.21769 | 0.19258 | 0.33133 | 0.28693
2012-11-21 09:00 | 0.30093 | 0.32888 | 0.19239 | 0.23382 | 0.52119 | 0.52119 | 0.52119 | 0.52119 | 0.22026 | 0.19231 | 0.3288 | 0.28737
2012-11-21 10:00 | 0.29912 | 0.32351 | 0.19673 | 0.23479 | 0.52119 | 0.52119 | 0.52119 | 0.52119 | 0.22206 | 0.19768 | 0.32445 | 0.2864
2012-11-21 11:00 | 0.29792 | 0.31926 | 0.19424 | 0.23455 | 0.52119 | 0.52119 | 0.52119 | 0.52119 | 0.22327 | 0.20193 | 0.32695 | 0.28664
2012-11-21 12:00 | 0.29594 | 0.31597 | 0.19593 | 0.23334 | 0.52119 | 0.52119 | 0.52119 | 0.52119 | 0.22525 | 0.20522 | 0.32526 | 0.28785
2012-11-21 13:00 | 0.29503 | 0.31677 | 0.18974 | 0.23187 | 0.52119 | 0.52119 | 0.52119 | 0.52119 | 0.22616 | 0.20442 | 0.33145 | 0.28931
2012-11-21 14:00 | 0.29512 | 0.3149 | 0.18973 | 0.23033 | 0.52119 | 0.52119 | 0.52119 | 0.52119 | 0.22607 | 0.20629 | 0.33145 | 0.29086
2012-11-21 15:00 | 0.29328 | 0.3095 | 0.19222 | 0.22609 | 0.52119 | 0.52119 | 0.52119 | 0.52119 | 0.22791 | 0.21169 | 0.32897 | 0.2951
2012-11-21 16:00 | 0.29027 | 0.30775 | 0.1976 | 0.22454 | 0.52119 | 0.52119 | 0.52119 | 0.52119 | 0.23092 | 0.21344 | 0.32359 | 0.29664
2012-11-21 17:00 | 0.28301 | 0.29065 | 0.19765 | 0.22311 | 0.52119 | 0.52119 | 0.52119 | 0.52119 | 0.23818 | 0.23054 | 0.32354 | 0.29808
2012-11-21 18:00 | 0.25059 | 0.25809 | 0.19333 | 0.22195 | 0.52119 | 0.52119 | 0.52119 | 0.52119 | 0.2706 | 0.26309 | 0.32786 | 0.29924
2012-11-21 19:00 | 0.22946 | 0.21004 | 0.19037 | 0.2184 | 0.52119 | 0.52119 | 0.52119 | 0.52119 | 0.29173 | 0.31115 | 0.33082 | 0.30278
2012-11-21 20:00 | 0.21416 | 0.18936 | 0.18828 | 0.2195 | 0.52119 | 0.52119 | 0.52119 | 0.52119 | 0.30703 | 0.33183 | 0.33291 | 0.30169
2012-11-21 21:00 | 0.20071 | 0.17941 | 0.18549 | 0.21908 | 0.52119 | 0.52119 | 0.52119 | 0.52119 | 0.32048 | 0.34178 | 0.3357 | 0.30211
2012-11-21 22:00 | 0.18945 | 0.1432 | 0.18242 | 0.21619 | 0.52119 | 0.52119 | 0.52119 | 0.52119 | 0.33174 | 0.37799 | 0.33876 | 0.30499
2012-11-21 23:00 | 0.1792 | 0.11223 | 0.17716 | 0.21483 | 0.52119 | 0.52119 | 0.52119 | 0.52119 | 0.34199 | 0.40896 | 0.34403 | 0.30636
2012-11-22 | 0.17532 | 0.11206 | 0.17279 | 0.2181 | 0.52119 | 0.52119 | 0.52119 | 0.52119 | 0.34586 | 0.40912 | 0.3484 | 0.30309
2012-11-22 01:00 | 0.17347 | 0.10702 | 0.16851 | 0.21864 | 0.52119 | 0.52119 | 0.52119 | 0.52119 | 0.34772 | 0.41416 | 0.35268 | 0.30255
2012-11-22 02:00 | 0.17669 | 0.10602 | 0.16814 | 0.22022 | 0.52119 | 0.52119 | 0.52119 | 0.52119 | 0.34449 | 0.41516 | 0.35304 | 0.30096
2012-11-22 03:00 | 0.17736 | 0.10707 | 0.1692 | 0.21996 | 0.52119 | 0.52119 | 0.52119 | 0.52119 | 0.34383 | 0.41411 | 0.35199 | 0.30123
2012-11-22 04:00 | 0.17851 | 0.11176 | 0.17179 | 0.22142 | 0.52119 | 0.52119 | 0.52119 | 0.52119 | 0.34268 | 0.40942 | 0.34939 | 0.29977
2012-11-22 05:00 | 0.18207 | 0.11511 | 0.18234 | 0.2226 | 0.52119 | 0.52119 | 0.52119 | 0.52119 | 0.33912 | 0.40608 | 0.33885 | 0.29859
2012-11-22 06:00 | 0.19504 | 0.13046 | 0.18832 | 0.22361 | 0.52119 | 0.52119 | 0.52119 | 0.52119 | 0.32615 | 0.39073 | 0.33287 | 0.29758
2012-11-22 07:00 | 0.21086 | 0.1668 | 0.18624 | 0.22474 | 0.52119 | 0.52119 | 0.52119 | 0.52119 | 0.31033 | 0.35439 | 0.33495 | 0.29645
2012-11-22 08:00 | 0.22798 | 0.21492 | 0.19609 | 0.2279 | 0.52119 | 0.52119 | 0.52119 | 0.52119 | 0.29321 | 0.30627 | 0.3251 | 0.29329
2012-11-22 09:00 | 0.23766 | 0.23827 | 0.18624 | 0.22892 | 0.52119 | 0.52119 | 0.52119 | 0.52119 | 0.28353 | 0.28292 | 0.33495 | 0.29226
2012-11-22 10:00 | 0.24257 | 0.23863 | 0.18559 | 0.22924 | 0.52119 | 0.52119 | 0.52119 | 0.52119 | 0.27862 | 0.28255 | 0.3356 | 0.29194
2012-11-22 11:00 | 0.24441 | 0.23952 | 0.18471 | 0.23038 | 0.52119 | 0.52119 | 0.52119 | 0.52119 | 0.27678 | 0.28166 | 0.33648 | 0.29081
2012-11-22 12:00 | 0.24457 | 0.2362 | 0.18187 | 0.22889 | 0.52119 | 0.52119 | 0.52119 | 0.52119 | 0.27662 | 0.28499 | 0.33932 | 0.2923
2012-11-22 13:00 | 0.241 | 0.22556 | 0.17405 | 0.22647 | 0.52119 | 0.52119 | 0.52119 | 0.52119 | 0.28018 | 0.29563 | 0.34714 | 0.29472
2012-11-22 14:00 | 0.23474 | 0.21924 | 0.17522 | 0.22297 | 0.52119 | 0.52119 | 0.52119 | 0.52119 | 0.28645 | 0.30195 | 0.34597 | 0.29822
2012-11-22 15:00 | 0.2271 | 0.19291 | 0.17294 | 0.22112 | 0.52119 | 0.52119 | 0.52119 | 0.52119 | 0.29409 | 0.32828 | 0.34825 | 0.30007
2012-11-22 16:00 | 0.2217 | 0.17741 | 0.17508 | 0.22143 | 0.52119 | 0.52119 | 0.52119 | 0.52119 | 0.29949 | 0.34378 | 0.34611 | 0.29976
2012-11-22 17:00 | 0.21269 | 0.16365 | 0.17206 | 0.21951 | 0.52119 | 0.52119 | 0.52119 | 0.52119 | 0.3085 | 0.35754 | 0.34912 | 0.30168
2012-11-22 18:00 | 0.20763 | 0.15554 | 0.17129 | 0.21616 | 0.52119 | 0.52119 | 0.52119 | 0.52119 | 0.31356 | 0.36565 | 0.3499 | 0.30503
2012-11-22 19:00 | 0.19744 | 0.14374 | 0.18027 | 0.21638 | 0.52119 | 0.52119 | 0.52119 | 0.52119 | 0.32375 | 0.37744 | 0.34092 | 0.30481
2012-11-22 20:00 | 0.19617 | 0.13673 | 0.18014 | 0.21804 | 0.52119 | 0.52119 | 0.52119 | 0.52119 | 0.32501 | 0.38445 | 0.34105 | 0.30315
2012-11-22 21:00 | 0.19222 | 0.13219 | 0.18349 | 0.21748 | 0.52119 | 0.52119 | 0.52119 | 0.52119 | 0.32897 | 0.389 | 0.33769 | 0.30371
2012-11-22 22:00 | 0.18948 | 0.12714 | 0.18439 | 0.21788 | 0.52119 | 0.52119 | 0.52119 | 0.52119 | 0.33171 | 0.39404 | 0.33679 | 0.30331
2012-11-22 23:00 | 0.18907 | 0.11667 | 0.17949 | 0.22005 | 0.52119 | 0.52119 | 0.52119 | 0.52119 | 0.33212 | 0.40452 | 0.3417 | 0.30114
2012-11-23 | 0.17416 | 0.11397 | 0.17181 | 0.21712 | 0.52119 | 0.52119 | 0.52119 | 0.52119 | 0.34703 | 0.40722 | 0.34938 | 0.30407
2012-11-23 01:00 | 0.17482 | 0.10906 | 0.16753 | 0.21901 | 0.52119 | 0.52119 | 0.52119 | 0.52119 | 0.34636 | 0.41213 | 0.35366 | 0.30217
2012-11-23 02:00 | 0.17634 | 0.10792 | 0.16716 | 0.21952 | 0.52119 | 0.52119 | 0.52119 | 0.52119 | 0.34484 | 0.41327 | 0.35403 | 0.30166
2012-11-23 03:00 | 0.17712 | 0.1069 | 0.16871 | 0.21967 | 0.52119 | 0.52119 | 0.52119 | 0.52119 | 0.34407 | 0.41429 | 0.35248 | 0.30152
2012-11-23 04:00 | 0.17843 | 0.11164 | 0.16936 | 0.22057 | 0.52119 | 0.52119 | 0.52119 | 0.52119 | 0.34275 | 0.40955 | 0.35183 | 0.30061
2012-11-23 05:00 | 0.18205 | 0.11497 | 0.18234 | 0.2226 | 0.52119 | 0.52119 | 0.52119 | 0.52119 | 0.33914 | 0.40621 | 0.33885 | 0.29859
2012-11-23 06:00 | 0.19472 | 0.13061 | 0.18777 | 0.22361 | 0.52119 | 0.52119 | 0.52119 | 0.52119 | 0.32647 | 0.39058 | 0.33342 | 0.29758
2012-11-23 07:00 | 0.20978 | 0.16627 | 0.18676 | 0.22473 | 0.52119 | 0.52119 | 0.52119 | 0.52119 | 0.31141 | 0.35492 | 0.33443 | 0.29646
2012-11-23 08:00 | 0.22648 | 0.21491 | 0.19656 | 0.22674 | 0.52119 | 0.52119 | 0.52119 | 0.52119 | 0.29471 | 0.30628 | 0.32463 | 0.29445
2012-11-23 09:00 | 0.2374 | 0.2389 | 0.18783 | 0.22874 | 0.52119 | 0.52119 | 0.52119 | 0.52119 | 0.28378 | 0.28229 | 0.33336 | 0.29245
2012-11-23 10:00 | 0.24305 | 0.24101 | 0.18595 | 0.22883 | 0.52119 | 0.52119 | 0.52119 | 0.52119 | 0.27814 | 0.28018 | 0.33523 | 0.29236
2012-11-23 11:00 | 0.24518 | 0.243 | 0.18493 | 0.22977 | 0.52119 | 0.52119 | 0.52119 | 0.52119 | 0.27601 | 0.27819 | 0.33626 | 0.29142
2012-11-23 12:00 | 0.24523 | 0.23901 | 0.1822 | 0.22852 | 0.52119 | 0.52119 | 0.52119 | 0.52119 | 0.27596 | 0.28217 | 0.33899 | 0.29266
2012-11-23 13:00 | 0.24149 | 0.22833 | 0.18071 | 0.226 | 0.52119 | 0.52119 | 0.52119 | 0.52119 | 0.2797 | 0.29286 | 0.34048 | 0.29519
2012-11-23 14:00 | 0.23482 | 0.22146 | 0.17717 | 0.22242 | 0.52119 | 0.52119 | 0.52119 | 0.52119 | 0.28637 | 0.29973 | 0.34402 | 0.29877
2012-11-23 15:00 | 0.22657 | 0.19492 | 0.17988 | 0.22097 | 0.52119 | 0.52119 | 0.52119 | 0.52119 | 0.29461 | 0.32627 | 0.3413 | 0.30022
2012-11-23 16:00 | 0.22125 | 0.1775 | 0.17536 | 0.2207 | 0.52119 | 0.52119 | 0.52119 | 0.52119 | 0.29994 | 0.34368 | 0.34583 | 0.30049
2012-11-23 17:00 | 0.21186 | 0.16384 | 0.17219 | 0.21898 | 0.52119 | 0.52119 | 0.52119 | 0.52119 | 0.30933 | 0.35735 | 0.34899 | 0.30221
2012-11-23 18:00 | 0.20747 | 0.15554 | 0.17124 | 0.21525 | 0.52119 | 0.52119 | 0.52119 | 0.52119 | 0.31372 | 0.36565 | 0.34995 | 0.30594
2012-11-23 19:00 | 0.19607 | 0.14382 | 0.18007 | 0.21551 | 0.52119 | 0.52119 | 0.52119 | 0.52119 | 0.32512 | 0.37737 | 0.34112 | 0.30568
2012-11-23 20:00 | 0.19437 | 0.13691 | 0.17996 | 0.21795 | 0.52119 | 0.52119 | 0.52119 | 0.52119 | 0.32682 | 0.38427 | 0.34123 | 0.30324
2012-11-23 21:00 | 0.19204 | 0.1327 | 0.18332 | 0.21782 | 0.52119 | 0.52119 | 0.52119 | 0.52119 | 0.32915 | 0.38849 | 0.33787 | 0.30337
2012-11-23 22:00 | 0.1895 | 0.1274 | 0.18213 | 0.21856 | 0.52119 | 0.52119 | 0.52119 | 0.52119 | 0.33169 | 0.39379 | 0.33906 | 0.30263
2012-11-23 23:00 | 0.18905 | 0.11732 | 0.18068 | 0.22043 | 0.52119 | 0.52119 | 0.52119 | 0.52119 | 0.33214 | 0.40387 | 0.34051 | 0.30076
2012-11-24 | 0.17356 | 0.11392 | 0.17424 | 0.21958 | 0.52119 | 0.52119 | 0.52119 | 0.52119 | 0.34763 | 0.40726 | 0.34695 | 0.30161
2012-11-24 01:00 | 0.17431 | 0.1084 | 0.16972 | 0.22142 | 0.52119 | 0.52119 | 0.52119 | 0.52119 | 0.34688 | 0.41279 | 0.35147 | 0.29977
2012-11-24 02:00 | 0.17608 | 0.10744 | 0.17015 | 0.22122 | 0.52119 | 0.52119 | 0.52119 | 0.52119 | 0.34511 | 0.41374 | 0.35104 | 0.29997
2012-11-24 03:00 | 0.17694 | 0.10657 | 0.17237 | 0.22274 | 0.52119 | 0.52119 | 0.52119 | 0.52119 | 0.34425 | 0.41461 | 0.34881 | 0.29845
2012-11-24 04:00 | 0.17837 | 0.11092 | 0.17348 | 0.22244 | 0.52119 | 0.52119 | 0.52119 | 0.52119 | 0.34282 | 0.41027 | 0.34771 | 0.29875
2012-11-24 05:00 | 0.18214 | 0.11463 | 0.18425 | 0.22426 | 0.52119 | 0.52119 | 0.52119 | 0.52119 | 0.33905 | 0.40656 | 0.33694 | 0.29693
2012-11-24 06:00 | 0.19462 | 0.12999 | 0.18921 | 0.22699 | 0.52119 | 0.52119 | 0.52119 | 0.52119 | 0.32656 | 0.3912 | 0.33198 | 0.2942
2012-11-24 07:00 | 0.20933 | 0.16654 | 0.1873 | 0.22622 | 0.52119 | 0.52119 | 0.52119 | 0.52119 | 0.31186 | 0.35465 | 0.33389 | 0.29497
2012-11-24 08:00 | 0.22608 | 0.21454 | 0.19728 | 0.22769 | 0.52119 | 0.52119 | 0.52119 | 0.52119 | 0.29511 | 0.30665 | 0.32391 | 0.2935
2012-11-24 09:00 | 0.23663 | 0.23829 | 0.19115 | 0.23032 | 0.52119 | 0.52119 | 0.52119 | 0.52119 | 0.28455 | 0.2829 | 0.33004 | 0.29087
2012-11-24 10:00 | 0.24276 | 0.24036 | 0.18698 | 0.22923 | 0.52119 | 0.52119 | 0.52119 | 0.52119 | 0.27842 | 0.28083 | 0.3342 | 0.29195
2012-11-24 11:00 | 0.24483 | 0.24333 | 0.1879 | 0.22981 | 0.52119 | 0.52119 | 0.52119 | 0.52119 | 0.27635 | 0.27786 | 0.33329 | 0.29138
2012-11-24 12:00 | 0.24501 | 0.23942 | 0.18454 | 0.22857 | 0.52119 | 0.52119 | 0.52119 | 0.52119 | 0.27618 | 0.28177 | 0.33665 | 0.29262
2012-11-24 13:00 | 0.24152 | 0.22873 | 0.18851 | 0.22575 | 0.52119 | 0.52119 | 0.52119 | 0.52119 | 0.27967 | 0.29246 | 0.33268 | 0.29544
2012-11-24 14:00 | 0.23415 | 0.22166 | 0.17837 | 0.22203 | 0.52119 | 0.52119 | 0.52119 | 0.52119 | 0.28703 | 0.29953 | 0.34282 | 0.29915
2012-11-24 15:00 | 0.22629 | 0.19484 | 0.18717 | 0.22147 | 0.52119 | 0.52119 | 0.52119 | 0.52119 | 0.2949 | 0.32635 | 0.33401 | 0.29972
2012-11-24 16:00 | 0.22159 | 0.17755 | 0.18702 | 0.22189 | 0.52119 | 0.52119 | 0.52119 | 0.52119 | 0.2996 | 0.34363 | 0.33417 | 0.2993
2012-11-24 17:00 | 0.21246 | 0.16399 | 0.18304 | 0.21993 | 0.52119 | 0.52119 | 0.52119 | 0.52119 | 0.30873 | 0.3572 | 0.33815 | 0.30126
2012-11-24 18:00 | 0.20778 | 0.15544 | 0.18389 | 0.21557 | 0.52119 | 0.52119 | 0.52119 | 0.52119 | 0.3134 | 0.36574 | 0.3373 | 0.30562
2012-11-24 19:00 | 0.19677 | 0.14368 | 0.18095 | 0.21566 | 0.52119 | 0.52119 | 0.52119 | 0.52119 | 0.32441 | 0.37751 | 0.34023 | 0.30553
2012-11-24 20:00 | 0.19546 | 0.13682 | 0.18139 | 0.21864 | 0.52119 | 0.52119 | 0.52119 | 0.52119 | 0.32573 | 0.38437 | 0.3398 | 0.30255
2012-11-24 21:00 | 0.19232 | 0.13264 | 0.18449 | 0.2193 | 0.52119 | 0.52119 | 0.52119 | 0.52119 | 0.32887 | 0.38855 | 0.33669 | 0.30188
2012-11-24 22:00 | 0.1897 | 0.12731 | 0.18511 | 0.2201 | 0.52119 | 0.52119 | 0.52119 | 0.52119 | 0.33149 | 0.39387 | 0.33608 | 0.30109
2012-11-24 23:00 | 0.18957 | 0.11785 | 0.18161 | 0.22133 | 0.52119 | 0.52119 | 0.52119 | 0.52119 | 0.33162 | 0.40334 | 0.33958 | 0.29986
2012-11-25 | 0.17454 | 0.11517 | 0.17522 | 0.22051 | 0.52119 | 0.52119 | 0.52119 | 0.52119 | 0.34665 | 0.40602 | 0.34597 | 0.30067
2012-11-25 01:00 | 0.17485 | 0.11029 | 0.17104 | 0.22227 | 0.52119 | 0.52119 | 0.52119 | 0.52119 | 0.34634 | 0.4109 | 0.35015 | 0.29891
2012-11-25 02:00 | 0.17699 | 0.10934 | 0.17026 | 0.22138 | 0.52119 | 0.52119 | 0.52119 | 0.52119 | 0.3442 | 0.41185 | 0.35092 | 0.2998
2012-11-25 03:00 | 0.17759 | 0.10706 | 0.17099 | 0.22217 | 0.52119 | 0.52119 | 0.52119 | 0.52119 | 0.3436 | 0.41413 | 0.3502 | 0.29902
2012-11-25 04:00 | 0.17917 | 0.11178 | 0.17163 | 0.22236 | 0.52119 | 0.52119 | 0.52119 | 0.52119 | 0.34202 | 0.40941 | 0.34956 | 0.29883
2012-11-25 05:00 | 0.18255 | 0.11512 | 0.18284 | 0.22433 | 0.52119 | 0.52119 | 0.52119 | 0.52119 | 0.33864 | 0.40607 | 0.33835 | 0.29686
2012-11-25 06:00 | 0.19546 | 0.13066 | 0.18758 | 0.2249 | 0.52119 | 0.52119 | 0.52119 | 0.52119 | 0.32573 | 0.39052 | 0.3336 | 0.29629
2012-11-25 07:00 | 0.21078 | 0.16647 | 0.18628 | 0.22538 | 0.52119 | 0.52119 | 0.52119 | 0.52119 | 0.31041 | 0.35472 | 0.33491 | 0.29581
2012-11-25 08:00 | 0.22686 | 0.21506 | 0.19571 | 0.22753 | 0.52119 | 0.52119 | 0.52119 | 0.52119 | 0.29433 | 0.30612 | 0.32547 | 0.29366
2012-11-25 09:00 | 0.23803 | 0.23883 | 0.18802 | 0.22977 | 0.52119 | 0.52119 | 0.52119 | 0.52119 | 0.28315 | 0.28236 | 0.33316 | 0.29141
2012-11-25 10:00 | 0.2436 | 0.2396 | 0.18589 | 0.22906 | 0.52119 | 0.52119 | 0.52119 | 0.52119 | 0.27759 | 0.28159 | 0.3353 | 0.29213
2012-11-25 11:00 | 0.24546 | 0.24165 | 0.18551 | 0.23015 | 0.52119 | 0.52119 | 0.52119 | 0.52119 | 0.27573 | 0.27954 | 0.33568 | 0.29104
2012-11-25 12:00 | 0.24556 | 0.23765 | 0.18292 | 0.22873 | 0.52119 | 0.52119 | 0.52119 | 0.52119 | 0.27563 | 0.28354 | 0.33827 | 0.29246
2012-11-25 13:00 | 0.24197 | 0.22707 | 0.18346 | 0.22636 | 0.52119 | 0.52119 | 0.52119 | 0.52119 | 0.27921 | 0.29411 | 0.33773 | 0.29483
2012-11-25 14:00 | 0.23506 | 0.22036 | 0.17738 | 0.22286 | 0.52119 | 0.52119 | 0.52119 | 0.52119 | 0.28612 | 0.30082 | 0.34381 | 0.29833
2012-11-25 15:00 | 0.22729 | 0.19344 | 0.18129 | 0.22161 | 0.52119 | 0.52119 | 0.52119 | 0.52119 | 0.2939 | 0.32775 | 0.3399 | 0.29958
2012-11-25 16:00 | 0.22198 | 0.17746 | 0.17541 | 0.22195 | 0.52119 | 0.52119 | 0.52119 | 0.52119 | 0.29921 | 0.34373 | 0.34578 | 0.29924
2012-11-25 17:00 | 0.2134 | 0.16383 | 0.17253 | 0.2199 | 0.52119 | 0.52119 | 0.52119 | 0.52119 | 0.30779 | 0.35736 | 0.34866 | 0.30129
2012-11-25 18:00 | 0.20831 | 0.1558 | 0.17104 | 0.2163 | 0.52119 | 0.52119 | 0.52119 | 0.52119 | 0.31288 | 0.36539 | 0.35015 | 0.30489
2012-11-25 19:00 | 0.19777 | 0.1444 | 0.18025 | 0.21662 | 0.52119 | 0.52119 | 0.52119 | 0.52119 | 0.32341 | 0.37679 | 0.34094 | 0.30457
2012-11-25 20:00 | 0.19694 | 0.13717 | 0.17983 | 0.2183 | 0.52119 | 0.52119 | 0.52119 | 0.52119 | 0.32425 | 0.38402 | 0.34136 | 0.30289
2012-11-25 21:00 | 0.1924 | 0.13282 | 0.18336 | 0.21717 | 0.52119 | 0.52119 | 0.52119 | 0.52119 | 0.32878 | 0.38837 | 0.33782 | 0.30402
2012-11-25 22:00 | 0.18961 | 0.12749 | 0.18199 | 0.21648 | 0.52119 | 0.52119 | 0.52119 | 0.52119 | 0.33158 | 0.3937 | 0.3392 | 0.30471
2012-11-25 23:00 | 0.18903 | 0.11419 | 0.17904 | 0.21802 | 0.52119 | 0.52119 | 0.52119 | 0.52119 | 0.33216 | 0.407 | 0.34215 | 0.30316
2012-11-26 | 0.1774 | 0.10565 | 0.16818 | 0.21836 | 0.52119 | 0.52119 | 0.52119 | 0.52119 | 0.34379 | 0.41554 | 0.35301 | 0.30283
2012-11-26 01:00 | 0.17816 | 0.10114 | 0.16154 | 0.21931 | 0.52119 | 0.52119 | 0.52119 | 0.52119 | 0.34303 | 0.42005 | 0.35965 | 0.30188
2012-11-26 02:00 | 0.17455 | 0.10268 | 0.16399 | 0.21952 | 0.52119 | 0.52119 | 0.52119 | 0.52119 | 0.34664 | 0.41851 | 0.35719 | 0.30167
2012-11-26 03:00 | 0.18509 | 0.10392 | 0.1692 | 0.21989 | 0.52119 | 0.52119 | 0.52119 | 0.52119 | 0.3361 | 0.41726 | 0.35199 | 0.3013
2012-11-26 04:00 | 0.20299 | 0.12812 | 0.17118 | 0.22427 | 0.52119 | 0.52119 | 0.52119 | 0.52119 | 0.3182 | 0.39307 | 0.35001 | 0.29692
2012-11-26 05:00 | 0.22957 | 0.14833 | 0.17643 | 0.22966 | 0.52119 | 0.52119 | 0.52119 | 0.52119 | 0.29162 | 0.37286 | 0.34476 | 0.29153
2012-11-26 06:00 | 0.2686 | 0.23433 | 0.19261 | 0.23283 | 0.52119 | 0.52119 | 0.52119 | 0.52119 | 0.25259 | 0.28686 | 0.32857 | 0.28835
2012-11-26 07:00 | 0.29394 | 0.30559 | 0.18838 | 0.23213 | 0.52119 | 0.52119 | 0.52119 | 0.52119 | 0.22725 | 0.2156 | 0.33281 | 0.28905
2012-11-26 08:00 | 0.30371 | 0.32863 | 0.18441 | 0.23211 | 0.52119 | 0.52119 | 0.52119 | 0.52119 | 0.21748 | 0.19256 | 0.33678 | 0.28908
2012-11-26 09:00 | 0.30028 | 0.32803 | 0.18734 | 0.23217 | 0.52119 | 0.52119 | 0.52119 | 0.52119 | 0.22091 | 0.19316 | 0.33385 | 0.28902
2012-11-26 10:00 | 0.29985 | 0.32101 | 0.19557 | 0.2333 | 0.52119 | 0.52119 | 0.52119 | 0.52119 | 0.22134 | 0.20017 | 0.32562 | 0.28789
2012-11-26 11:00 | 0.29766 | 0.32097 | 0.18995 | 0.23288 | 0.52119 | 0.52119 | 0.52119 | 0.52119 | 0.22353 | 0.20022 | 0.33124 | 0.28831
2012-11-26 12:00 | 0.29581 | 0.31762 | 0.19312 | 0.23226 | 0.52119 | 0.52119 | 0.52119 | 0.52119 | 0.22538 | 0.20357 | 0.32807 | 0.28892
2012-11-26 13:00 | 0.29475 | 0.31811 | 0.18706 | 0.23145 | 0.52119 | 0.52119 | 0.52119 | 0.52119 | 0.22644 | 0.20308 | 0.33413 | 0.28973
2012-11-26 14:00 | 0.29526 | 0.31454 | 0.18934 | 0.2294 | 0.52119 | 0.52119 | 0.52119 | 0.52119 | 0.22592 | 0.20665 | 0.33185 | 0.29178
2012-11-26 15:00 | 0.29262 | 0.30922 | 0.19216 | 0.22487 | 0.52119 | 0.52119 | 0.52119 | 0.52119 | 0.22857 | 0.21196 | 0.32903 | 0.29632
2012-11-26 16:00 | 0.28964 | 0.30752 | 0.19833 | 0.22284 | 0.52119 | 0.52119 | 0.52119 | 0.52119 | 0.23155 | 0.21366 | 0.32286 | 0.29835
2012-11-26 17:00 | 0.28354 | 0.29025 | 0.19665 | 0.22152 | 0.52119 | 0.52119 | 0.52119 | 0.52119 | 0.23765 | 0.23094 | 0.32454 | 0.29967
2012-11-26 18:00 | 0.24947 | 0.25839 | 0.18728 | 0.22055 | 0.52119 | 0.52119 | 0.52119 | 0.52119 | 0.27171 | 0.26279 | 0.33391 | 0.30064
2012-11-26 19:00 | 0.22873 | 0.21203 | 0.18298 | 0.21604 | 0.52119 | 0.52119 | 0.52119 | 0.52119 | 0.29246 | 0.30916 | 0.33821 | 0.30515
2012-11-26 20:00 | 0.21317 | 0.18874 | 0.1802 | 0.21827 | 0.52119 | 0.52119 | 0.52119 | 0.52119 | 0.30802 | 0.33245 | 0.34099 | 0.30292
2012-11-26 21:00 | 0.20087 | 0.17846 | 0.17776 | 0.21823 | 0.52119 | 0.52119 | 0.52119 | 0.52119 | 0.32032 | 0.34273 | 0.34342 | 0.30296
2012-11-26 22:00 | 0.18906 | 0.14197 | 0.17306 | 0.21559 | 0.52119 | 0.52119 | 0.52119 | 0.52119 | 0.33213 | 0.37922 | 0.34813 | 0.3056
2012-11-26 23:00 | 0.17869 | 0.11171 | 0.16743 | 0.21381 | 0.52119 | 0.52119 | 0.52119 | 0.52119 | 0.3425 | 0.40948 | 0.35375 | 0.30738
2012-11-27 | 0.17636 | 0.1054 | 0.16429 | 0.21728 | 0.52119 | 0.52119 | 0.52119 | 0.52119 | 0.34483 | 0.41579 | 0.3569 | 0.30391
2012-11-27 01:00 | 0.1772 | 0.10095 | 0.16373 | 0.21816 | 0.52119 | 0.52119 | 0.52119 | 0.52119 | 0.34399 | 0.42024 | 0.35746 | 0.30303
2012-11-27 02:00 | 0.1725 | 0.10259 | 0.16752 | 0.21731 | 0.52119 | 0.52119 | 0.52119 | 0.52119 | 0.34868 | 0.4186 | 0.35367 | 0.30388
2012-11-27 03:00 | 0.18322 | 0.10391 | 0.17303 | 0.21766 | 0.52119 | 0.52119 | 0.52119 | 0.52119 | 0.33797 | 0.41728 | 0.34816 | 0.30353
2012-11-27 04:00 | 0.20157 | 0.1281 | 0.17537 | 0.22184 | 0.52119 | 0.52119 | 0.52119 | 0.52119 | 0.31962 | 0.39309 | 0.34582 | 0.29935
2012-11-27 05:00 | 0.22732 | 0.1481 | 0.17958 | 0.22736 | 0.52119 | 0.52119 | 0.52119 | 0.52119 | 0.29387 | 0.37309 | 0.34161 | 0.29383
2012-11-27 06:00 | 0.26571 | 0.23209 | 0.19497 | 0.23096 | 0.52119 | 0.52119 | 0.52119 | 0.52119 | 0.25548 | 0.2891 | 0.32622 | 0.29023
2012-11-27 07:00 | 0.29463 | 0.30458 | 0.19324 | 0.22959 | 0.52119 | 0.52119 | 0.52119 | 0.52119 | 0.22656 | 0.2166 | 0.32795 | 0.2916
2012-11-27 08:00 | 0.30517 | 0.32836 | 0.18799 | 0.22959 | 0.52119 | 0.52119 | 0.52119 | 0.52119 | 0.21602 | 0.19283 | 0.3332 | 0.2916
2012-11-27 09:00 | 0.29896 | 0.32552 | 0.18853 | 0.22971 | 0.52119 | 0.52119 | 0.52119 | 0.52119 | 0.22223 | 0.19567 | 0.33266 | 0.29148
2012-11-27 10:00 | 0.29921 | 0.3212 | 0.19339 | 0.2306 | 0.52119 | 0.52119 | 0.52119 | 0.52119 | 0.22197 | 0.19999 | 0.32779 | 0.29058
2012-11-27 11:00 | 0.29736 | 0.32237 | 0.18776 | 0.22977 | 0.52119 | 0.52119 | 0.52119 | 0.52119 | 0.22383 | 0.19882 | 0.33343 | 0.29142
2012-11-27 12:00 | 0.29635 | 0.31872 | 0.1907 | 0.23069 | 0.52119 | 0.52119 | 0.52119 | 0.52119 | 0.22484 | 0.20247 | 0.33049 | 0.2905
2012-11-27 13:00 | 0.2951 | 0.31918 | 0.18583 | 0.2308 | 0.52119 | 0.52119 | 0.52119 | 0.52119 | 0.22609 | 0.20201 | 0.33536 | 0.29038
2012-11-27 14:00 | 0.29511 | 0.31451 | 0.18422 | 0.22847 | 0.52119 | 0.52119 | 0.52119 | 0.52119 | 0.22608 | 0.20668 | 0.33697 | 0.29272
2012-11-27 15:00 | 0.29257 | 0.30918 | 0.19263 | 0.22413 | 0.52119 | 0.52119 | 0.52119 | 0.52119 | 0.22862 | 0.21201 | 0.32856 | 0.29706
2012-11-27 16:00 | 0.29006 | 0.30749 | 0.1976 | 0.2226 | 0.52119 | 0.52119 | 0.52119 | 0.52119 | 0.23113 | 0.2137 | 0.32359 | 0.29859
2012-11-27 17:00 | 0.28422 | 0.29037 | 0.19593 | 0.22199 | 0.52119 | 0.52119 | 0.52119 | 0.52119 | 0.23696 | 0.23082 | 0.32525 | 0.2992
2012-11-27 18:00 | 0.25045 | 0.25832 | 0.1911 | 0.22132 | 0.52119 | 0.52119 | 0.52119 | 0.52119 | 0.27074 | 0.26287 | 0.33009 | 0.29987
2012-11-27 19:00 | 0.22906 | 0.21223 | 0.19212 | 0.21861 | 0.52119 | 0.52119 | 0.52119 | 0.52119 | 0.29212 | 0.30896 | 0.32906 | 0.30257
2012-11-27 20:00 | 0.21362 | 0.18875 | 0.19128 | 0.21908 | 0.52119 | 0.52119 | 0.52119 | 0.52119 | 0.30757 | 0.33244 | 0.32991 | 0.3021
2012-11-27 21:00 | 0.20095 | 0.1785 | 0.18825 | 0.21885 | 0.52119 | 0.52119 | 0.52119 | 0.52119 | 0.32024 | 0.34269 | 0.33294 | 0.30234
2012-11-27 22:00 | 0.18947 | 0.14201 | 0.18439 | 0.21618 | 0.52119 | 0.52119 | 0.52119 | 0.52119 | 0.33172 | 0.37918 | 0.3368 | 0.305
2012-11-27 23:00 | 0.17914 | 0.11166 | 0.17818 | 0.21513 | 0.52119 | 0.52119 | 0.52119 | 0.52119 | 0.34205 | 0.40953 | 0.34301 | 0.30606
2012-11-28 | 0.17735 | 0.10512 | 0.1717 | 0.21821 | 0.52119 | 0.52119 | 0.52119 | 0.52119 | 0.34384 | 0.41607 | 0.34949 | 0.30298
2012-11-28 01:00 | 0.17807 | 0.10064 | 0.17276 | 0.21871 | 0.52119 | 0.52119 | 0.52119 | 0.52119 | 0.34311 | 0.42055 | 0.34842 | 0.30247
2012-11-28 02:00 | 0.17497 | 0.10246 | 0.17086 | 0.22005 | 0.52119 | 0.52119 | 0.52119 | 0.52119 | 0.34621 | 0.41873 | 0.35033 | 0.30114
2012-11-28 03:00 | 0.18572 | 0.10374 | 0.16874 | 0.22068 | 0.52119 | 0.52119 | 0.52119 | 0.52119 | 0.33547 | 0.41745 | 0.35245 | 0.3005
2012-11-28 04:00 | 0.20392 | 0.12788 | 0.17599 | 0.22468 | 0.52119 | 0.52119 | 0.52119 | 0.52119 | 0.31727 | 0.3933 | 0.3452 | 0.29651
2012-11-28 05:00 | 0.23056 | 0.14824 | 0.1767 | 0.22985 | 0.52119 | 0.52119 | 0.52119 | 0.52119 | 0.29063 | 0.37295 | 0.34449 | 0.29133
2012-11-28 06:00 | 0.27012 | 0.23271 | 0.18932 | 0.23347 | 0.52119 | 0.52119 | 0.52119 | 0.52119 | 0.25107 | 0.28848 | 0.33187 | 0.28771
2012-11-28 07:00 | 0.29549 | 0.30467 | 0.18901 | 0.2333 | 0.52119 | 0.52119 | 0.52119 | 0.52119 | 0.2257 | 0.21652 | 0.33218 | 0.28789
2012-11-28 08:00 | 0.30346 | 0.32858 | 0.18311 | 0.23323 | 0.52119 | 0.52119 | 0.52119 | 0.52119 | 0.21773 | 0.19261 | 0.33808 | 0.28795
2012-11-28 09:00 | 0.30049 | 0.329 | 0.18591 | 0.23288 | 0.52119 | 0.52119 | 0.52119 | 0.52119 | 0.2207 | 0.19219 | 0.33528 | 0.2883
2012-11-28 10:00 | 0.29872 | 0.32327 | 0.1935 | 0.23395 | 0.52119 | 0.52119 | 0.52119 | 0.52119 | 0.22247 | 0.19792 | 0.32769 | 0.28724
2012-11-28 11:00 | 0.29733 | 0.31913 | 0.18555 | 0.23334 | 0.52119 | 0.52119 | 0.52119 | 0.52119 | 0.22386 | 0.20206 | 0.33564 | 0.28785
2012-11-28 12:00 | 0.29527 | 0.31568 | 0.18744 | 0.2329 | 0.52119 | 0.52119 | 0.52119 | 0.52119 | 0.22591 | 0.20551 | 0.33375 | 0.28829
2012-11-28 13:00 | 0.29419 | 0.31593 | 0.1879 | 0.23192 | 0.52119 | 0.52119 | 0.52119 | 0.52119 | 0.227 | 0.20526 | 0.33329 | 0.28926
2012-11-28 14:00 | 0.29455 | 0.31454 | 0.19343 | 0.23046 | 0.52119 | 0.52119 | 0.52119 | 0.52119 | 0.22663 | 0.20665 | 0.32776 | 0.29073
2012-11-28 15:00 | 0.29225 | 0.30889 | 0.19524 | 0.22754 | 0.52119 | 0.52119 | 0.52119 | 0.52119 | 0.22894 | 0.2123 | 0.32594 | 0.29365
2012-11-28 16:00 | 0.28979 | 0.30734 | 0.19734 | 0.22605 | 0.52119 | 0.52119 | 0.52119 | 0.52119 | 0.23139 | 0.21385 | 0.32384 | 0.29513
2012-11-28 17:00 | 0.28325 | 0.29037 | 0.19767 | 0.22501 | 0.52119 | 0.52119 | 0.52119 | 0.52119 | 0.23794 | 0.23081 | 0.32352 | 0.29618
2012-11-28 18:00 | 0.25157 | 0.2582 | 0.19737 | 0.22236 | 0.52119 | 0.52119 | 0.52119 | 0.52119 | 0.26962 | 0.26299 | 0.32382 | 0.29883
2012-11-28 19:00 | 0.22958 | 0.21072 | 0.19673 | 0.22016 | 0.52119 | 0.52119 | 0.52119 | 0.52119 | 0.29161 | 0.31047 | 0.32445 | 0.30103
2012-11-28 20:00 | 0.21411 | 0.18934 | 0.19451 | 0.22023 | 0.52119 | 0.52119 | 0.52119 | 0.52119 | 0.30708 | 0.33184 | 0.32668 | 0.30095
2012-11-28 21:00 | 0.20087 | 0.17935 | 0.19168 | 0.21981 | 0.52119 | 0.52119 | 0.52119 | 0.52119 | 0.32032 | 0.34184 | 0.3295 | 0.30138
2012-11-28 22:00 | 0.18957 | 0.143 | 0.18796 | 0.21691 | 0.52119 | 0.52119 | 0.52119 | 0.52119 | 0.33162 | 0.37819 | 0.33323 | 0.30427
2012-11-28 23:00 | 0.17932 | 0.11229 | 0.1818 | 0.21581 | 0.52119 | 0.52119 | 0.52119 | 0.52119 | 0.34187 | 0.4089 | 0.33939 | 0.30538
2012-11-29 | 0.17799 | 0.10579 | 0.17345 | 0.21906 | 0.52119 | 0.52119 | 0.52119 | 0.52119 | 0.3432 | 0.4154 | 0.34773 | 0.30213
2012-11-29 01:00 | 0.17881 | 0.10113 | 0.17293 | 0.21952 | 0.52119 | 0.52119 | 0.52119 | 0.52119 | 0.34238 | 0.42006 | 0.34826 | 0.30166
2012-11-29 02:00 | 0.17564 | 0.10268 | 0.17479 | 0.22113 | 0.52119 | 0.52119 | 0.52119 | 0.52119 | 0.34554 | 0.4185 | 0.34639 | 0.30006
2012-11-29 03:00 | 0.1863 | 0.10392 | 0.17822 | 0.22202 | 0.52119 | 0.52119 | 0.52119 | 0.52119 | 0.33489 | 0.41727 | 0.34296 | 0.29917
2012-11-29 04:00 | 0.20483 | 0.12814 | 0.18037 | 0.22453 | 0.52119 | 0.52119 | 0.52119 | 0.52119 | 0.31635 | 0.39305 | 0.34082 | 0.29666
2012-11-29 05:00 | 0.23107 | 0.14838 | 0.18489 | 0.2294 | 0.52119 | 0.52119 | 0.52119 | 0.52119 | 0.29012 | 0.3728 | 0.3363 | 0.29179
2012-11-29 06:00 | 0.26986 | 0.23412 | 0.19552 | 0.23363 | 0.52119 | 0.52119 | 0.52119 | 0.52119 | 0.25133 | 0.28707 | 0.32567 | 0.28755
2012-11-29 07:00 | 0.29398 | 0.30487 | 0.19434 | 0.23533 | 0.52119 | 0.52119 | 0.52119 | 0.52119 | 0.22721 | 0.21632 | 0.32684 | 0.28586
2012-11-29 08:00 | 0.30235 | 0.32878 | 0.19468 | 0.23549 | 0.52119 | 0.52119 | 0.52119 | 0.52119 | 0.21884 | 0.19241 | 0.32651 | 0.2857
2012-11-29 09:00 | 0.29993 | 0.32972 | 0.19684 | 0.23577 | 0.52119 | 0.52119 | 0.52119 | 0.52119 | 0.22126 | 0.19146 | 0.32435 | 0.28542
2012-11-29 10:00 | 0.29869 | 0.32396 | 0.19541 | 0.23675 | 0.52119 | 0.52119 | 0.52119 | 0.52119 | 0.2225 | 0.19722 | 0.32577 | 0.28444
2012-11-29 11:00 | 0.29744 | 0.31956 | 0.19614 | 0.23632 | 0.52119 | 0.52119 | 0.52119 | 0.52119 | 0.22375 | 0.20163 | 0.32505 | 0.28487
2012-11-29 12:00 | 0.29552 | 0.31614 | 0.19584 | 0.23346 | 0.52119 | 0.52119 | 0.52119 | 0.52119 | 0.22567 | 0.20505 | 0.32535 | 0.28772
2012-11-29 13:00 | 0.29467 | 0.31672 | 0.19747 | 0.23167 | 0.52119 | 0.52119 | 0.52119 | 0.52119 | 0.22652 | 0.20447 | 0.32372 | 0.28952
2012-11-29 14:00 | 0.29479 | 0.31466 | 0.19702 | 0.23006 | 0.52119 | 0.52119 | 0.52119 | 0.52119 | 0.2264 | 0.20652 | 0.32417 | 0.29113
2012-11-29 15:00 | 0.29278 | 0.30932 | 0.1974 | 0.22751 | 0.52119 | 0.52119 | 0.52119 | 0.52119 | 0.22841 | 0.21187 | 0.32379 | 0.29368
2012-11-29 16:00 | 0.28991 | 0.30769 | 0.19954 | 0.22574 | 0.52119 | 0.52119 | 0.52119 | 0.52119 | 0.23127 | 0.2135 | 0.32165 | 0.29544
2012-11-29 17:00 | 0.28302 | 0.29069 | 0.20001 | 0.22485 | 0.52119 | 0.52119 | 0.52119 | 0.52119 | 0.23817 | 0.2305 | 0.32118 | 0.29634
2012-11-29 18:00 | 0.25108 | 0.25871 | 0.19752 | 0.22219 | 0.52119 | 0.52119 | 0.52119 | 0.52119 | 0.27011 | 0.26248 | 0.32367 | 0.299
2012-11-29 19:00 | 0.22922 | 0.21136 | 0.19683 | 0.21995 | 0.52119 | 0.52119 | 0.52119 | 0.52119 | 0.29197 | 0.30983 | 0.32436 | 0.30124
2012-11-29 20:00 | 0.21394 | 0.18899 | 0.19511 | 0.22029 | 0.52119 | 0.52119 | 0.52119 | 0.52119 | 0.30725 | 0.3322 | 0.32607 | 0.3009
2012-11-29 21:00 | 0.20094 | 0.17907 | 0.19221 | 0.21989 | 0.52119 | 0.52119 | 0.52119 | 0.52119 | 0.32025 | 0.34212 | 0.32898 | 0.3013
2012-11-29 22:00 | 0.18956 | 0.14271 | 0.1888 | 0.2171 | 0.52119 | 0.52119 | 0.52119 | 0.52119 | 0.33163 | 0.37848 | 0.33238 | 0.30409
2012-11-29 23:00 | 0.1793 | 0.11214 | 0.18248 | 0.21597 | 0.52119 | 0.52119 | 0.52119 | 0.52119 | 0.34189 | 0.40904 | 0.33871 | 0.30522
2012-11-30 | 0.17779 | 0.10563 | 0.17441 | 0.21878 | 0.52119 | 0.52119 | 0.52119 | 0.52119 | 0.3434 | 0.41556 | 0.34678 | 0.30241
2012-11-30 01:00 | 0.17862 | 0.10111 | 0.1747 | 0.21937 | 0.52119 | 0.52119 | 0.52119 | 0.52119 | 0.34256 | 0.42008 | 0.34649 | 0.30181
2012-11-30 02:00 | 0.17563 | 0.10268 | 0.17684 | 0.22108 | 0.52119 | 0.52119 | 0.52119 | 0.52119 | 0.34555 | 0.41851 | 0.34435 | 0.30011
2012-11-30 03:00 | 0.18615 | 0.10391 | 0.18188 | 0.22227 | 0.52119 | 0.52119 | 0.52119 | 0.52119 | 0.33504 | 0.41728 | 0.33931 | 0.29892
2012-11-30 04:00 | 0.20428 | 0.12816 | 0.18287 | 0.22438 | 0.52119 | 0.52119 | 0.52119 | 0.52119 | 0.31691 | 0.39303 | 0.33831 | 0.29681
2012-11-30 05:00 | 0.23079 | 0.14836 | 0.18698 | 0.22954 | 0.52119 | 0.52119 | 0.52119 | 0.52119 | 0.2904 | 0.37283 | 0.33421 | 0.29165
2012-11-30 06:00 | 0.26923 | 0.23424 | 0.19632 | 0.23397 | 0.52119 | 0.52119 | 0.52119 | 0.52119 | 0.25196 | 0.28695 | 0.32487 | 0.28722
2012-11-30 07:00 | 0.29338 | 0.30501 | 0.19521 | 0.23672 | 0.52119 | 0.52119 | 0.52119 | 0.52119 | 0.22781 | 0.21618 | 0.32598 | 0.28446
2012-11-30 08:00 | 0.30299 | 0.3287 | 0.19444 | 0.23634 | 0.52119 | 0.52119 | 0.52119 | 0.52119 | 0.2182 | 0.19248 | 0.32675 | 0.28485
2012-11-30 09:00 | 0.30015 | 0.32808 | 0.19508 | 0.23678 | 0.52119 | 0.52119 | 0.52119 | 0.52119 | 0.22104 | 0.1931 | 0.3261 | 0.28441
2012-11-30 10:00 | 0.29916 | 0.32224 | 0.19193 | 0.2372 | 0.52119 | 0.52119 | 0.52119 | 0.52119 | 0.22203 | 0.19895 | 0.32926 | 0.28398
2012-11-30 11:00 | 0.29725 | 0.31953 | 0.19151 | 0.23619 | 0.52119 | 0.52119 | 0.52119 | 0.52119 | 0.22394 | 0.20166 | 0.32968 | 0.285
2012-11-30 12:00 | 0.29533 | 0.316 | 0.19015 | 0.233 | 0.52119 | 0.52119 | 0.52119 | 0.52119 | 0.22586 | 0.20519 | 0.33104 | 0.28818
2012-11-30 13:00 | 0.29471 | 0.31664 | 0.19384 | 0.23136 | 0.52119 | 0.52119 | 0.52119 | 0.52119 | 0.22648 | 0.20454 | 0.32735 | 0.28983
2012-11-30 14:00 | 0.2951 | 0.3137 | 0.19301 | 0.22964 | 0.52119 | 0.52119 | 0.52119 | 0.52119 | 0.22609 | 0.20748 | 0.32818 | 0.29154
2012-11-30 15:00 | 0.29273 | 0.30851 | 0.19474 | 0.22797 | 0.52119 | 0.52119 | 0.52119 | 0.52119 | 0.22846 | 0.21268 | 0.32644 | 0.29322
2012-11-30 16:00 | 0.28999 | 0.30704 | 0.19759 | 0.22642 | 0.52119 | 0.52119 | 0.52119 | 0.52119 | 0.23119 | 0.21415 | 0.3236 | 0.29477
2012-11-30 17:00 | 0.28351 | 0.29028 | 0.19872 | 0.22557 | 0.52119 | 0.52119 | 0.52119 | 0.52119 | 0.23768 | 0.2309 | 0.32247 | 0.29562
2012-11-30 18:00 | 0.25189 | 0.25903 | 0.197 | 0.22182 | 0.52119 | 0.52119 | 0.52119 | 0.52119 | 0.2693 | 0.26215 | 0.32419 | 0.29936
2012-11-30 19:00 | 0.22941 | 0.21266 | 0.19711 | 0.22011 | 0.52119 | 0.52119 | 0.52119 | 0.52119 | 0.29177 | 0.30853 | 0.32408 | 0.30108
2012-11-30 20:00 | 0.21391 | 0.18922 | 0.19533 | 0.22016 | 0.52119 | 0.52119 | 0.52119 | 0.52119 | 0.30728 | 0.33197 | 0.32586 | 0.30103
2012-11-30 21:00 | 0.20114 | 0.17901 | 0.19279 | 0.22001 | 0.52119 | 0.52119 | 0.52119 | 0.52119 | 0.32005 | 0.34217 | 0.3284 | 0.30118
2012-11-30 22:00 | 0.18958 | 0.14256 | 0.1887 | 0.21739 | 0.52119 | 0.52119 | 0.52119 | 0.52119 | 0.33161 | 0.37863 | 0.33249 | 0.3038
2012-11-30 23:00 | 0.17926 | 0.11223 | 0.18223 | 0.21651 | 0.52119 | 0.52119 | 0.52119 | 0.52119 | 0.34192 | 0.40895 | 0.33896 | 0.30468
2012-12-01 | 0.17436 | 0.11112 | 0.17687 | 0.22161 | 0.52119 | 0.52119 | 0.52119 | 0.52119 | 0.34683 | 0.41007 | 0.34432 | 0.29958
2012-12-01 01:00 | 0.17356 | 0.10605 | 0.17341 | 0.22337 | 0.52119 | 0.52119 | 0.52119 | 0.52119 | 0.34763 | 0.41514 | 0.34778 | 0.29782
2012-12-01 02:00 | 0.17572 | 0.10513 | 0.17288 | 0.22202 | 0.52119 | 0.52119 | 0.52119 | 0.52119 | 0.34546 | 0.41606 | 0.34831 | 0.29917
2012-12-01 03:00 | 0.1765 | 0.10727 | 0.17493 | 0.22345 | 0.52119 | 0.52119 | 0.52119 | 0.52119 | 0.34469 | 0.41392 | 0.34626 | 0.29773
2012-12-01 04:00 | 0.17778 | 0.11207 | 0.17895 | 0.22271 | 0.52119 | 0.52119 | 0.52119 | 0.52119 | 0.3434 | 0.40912 | 0.34224 | 0.29848
2012-12-01 05:00 | 0.18122 | 0.11537 | 0.18312 | 0.22324 | 0.52119 | 0.52119 | 0.52119 | 0.52119 | 0.33997 | 0.40582 | 0.33807 | 0.29794
2012-12-01 06:00 | 0.19488 | 0.13059 | 0.1862 | 0.22753 | 0.52119 | 0.52119 | 0.52119 | 0.52119 | 0.32631 | 0.3906 | 0.33498 | 0.29366
2012-12-01 07:00 | 0.20965 | 0.16691 | 0.18773 | 0.22696 | 0.52119 | 0.52119 | 0.52119 | 0.52119 | 0.31154 | 0.35428 | 0.33346 | 0.29423
2012-12-01 08:00 | 0.22988 | 0.21538 | 0.19167 | 0.22961 | 0.52119 | 0.52119 | 0.52119 | 0.52119 | 0.29131 | 0.30581 | 0.32952 | 0.29158
2012-12-01 09:00 | 0.239 | 0.23347 | 0.19042 | 0.23185 | 0.52119 | 0.52119 | 0.52119 | 0.52119 | 0.28219 | 0.28772 | 0.33077 | 0.28933
2012-12-01 10:00 | 0.24098 | 0.23397 | 0.1868 | 0.22995 | 0.52119 | 0.52119 | 0.52119 | 0.52119 | 0.2802 | 0.28721 | 0.33439 | 0.29124
2012-12-01 11:00 | 0.24163 | 0.24077 | 0.18827 | 0.23111 | 0.52119 | 0.52119 | 0.52119 | 0.52119 | 0.27956 | 0.28042 | 0.33292 | 0.29008
2012-12-01 12:00 | 0.24123 | 0.23643 | 0.18435 | 0.2296 | 0.52119 | 0.52119 | 0.52119 | 0.52119 | 0.27996 | 0.28476 | 0.33684 | 0.29159
2012-12-01 13:00 | 0.23938 | 0.22704 | 0.18762 | 0.22716 | 0.52119 | 0.52119 | 0.52119 | 0.52119 | 0.28181 | 0.29414 | 0.33356 | 0.29403
2012-12-01 14:00 | 0.23497 | 0.22172 | 0.17935 | 0.22223 | 0.52119 | 0.52119 | 0.52119 | 0.52119 | 0.28621 | 0.29947 | 0.34184 | 0.29896
2012-12-01 15:00 | 0.22698 | 0.19474 | 0.18475 | 0.22169 | 0.52119 | 0.52119 | 0.52119 | 0.52119 | 0.29421 | 0.32645 | 0.33644 | 0.2995
2012-12-01 16:00 | 0.22199 | 0.17736 | 0.18677 | 0.22186 | 0.52119 | 0.52119 | 0.52119 | 0.52119 | 0.2992 | 0.34383 | 0.33442 | 0.29933
2012-12-01 17:00 | 0.21347 | 0.16342 | 0.1834 | 0.22009 | 0.52119 | 0.52119 | 0.52119 | 0.52119 | 0.30772 | 0.35777 | 0.33779 | 0.3011
2012-12-01 18:00 | 0.20868 | 0.1553 | 0.17929 | 0.21577 | 0.52119 | 0.52119 | 0.52119 | 0.52119 | 0.31251 | 0.36588 | 0.3419 | 0.30542
2012-12-01 19:00 | 0.19855 | 0.14434 | 0.18416 | 0.21603 | 0.52119 | 0.52119 | 0.52119 | 0.52119 | 0.32264 | 0.37685 | 0.33703 | 0.30516
2012-12-01 20:00 | 0.19732 | 0.13725 | 0.18076 | 0.21852 | 0.52119 | 0.52119 | 0.52119 | 0.52119 | 0.32386 | 0.38394 | 0.34043 | 0.30266
2012-12-01 21:00 | 0.19236 | 0.13287 | 0.18368 | 0.21875 | 0.52119 | 0.52119 | 0.52119 | 0.52119 | 0.32883 | 0.38832 | 0.33751 | 0.30244
2012-12-01 22:00 | 0.18968 | 0.12751 | 0.18067 | 0.21897 | 0.52119 | 0.52119 | 0.52119 | 0.52119 | 0.33151 | 0.39368 | 0.34052 | 0.30222
2012-12-01 23:00 | 0.18957 | 0.11433 | 0.17996 | 0.22076 | 0.52119 | 0.52119 | 0.52119 | 0.52119 | 0.33162 | 0.40686 | 0.34123 | 0.30043
2012-12-02 | 0.17478 | 0.11099 | 0.17296 | 0.21895 | 0.52119 | 0.52119 | 0.52119 | 0.52119 | 0.34641 | 0.4102 | 0.34822 | 0.30224
2012-12-02 01:00 | 0.17551 | 0.10593 | 0.16786 | 0.21969 | 0.52119 | 0.52119 | 0.52119 | 0.52119 | 0.34568 | 0.41526 | 0.35332 | 0.30149
2012-12-02 02:00 | 0.17569 | 0.10502 | 0.16768 | 0.21995 | 0.52119 | 0.52119 | 0.52119 | 0.52119 | 0.3455 | 0.41617 | 0.35351 | 0.30124
2012-12-02 03:00 | 0.17629 | 0.10718 | 0.16901 | 0.22048 | 0.52119 | 0.52119 | 0.52119 | 0.52119 | 0.3449 | 0.41401 | 0.35218 | 0.30071
2012-12-02 04:00 | 0.1772 | 0.11189 | 0.17281 | 0.22108 | 0.52119 | 0.52119 | 0.52119 | 0.52119 | 0.34399 | 0.4093 | 0.34837 | 0.30011
2012-12-02 05:00 | 0.18074 | 0.11516 | 0.17979 | 0.22359 | 0.52119 | 0.52119 | 0.52119 | 0.52119 | 0.34044 | 0.40603 | 0.3414 | 0.2976
2012-12-02 06:00 | 0.19458 | 0.13025 | 0.18545 | 0.22351 | 0.52119 | 0.52119 | 0.52119 | 0.52119 | 0.32661 | 0.39094 | 0.33574 | 0.29767
2012-12-02 07:00 | 0.20879 | 0.16645 | 0.18644 | 0.22452 | 0.52119 | 0.52119 | 0.52119 | 0.52119 | 0.31239 | 0.35474 | 0.33474 | 0.29667
2012-12-02 08:00 | 0.22783 | 0.21509 | 0.19462 | 0.22655 | 0.52119 | 0.52119 | 0.52119 | 0.52119 | 0.29335 | 0.3061 | 0.32657 | 0.29464
2012-12-02 09:00 | 0.23871 | 0.23708 | 0.18754 | 0.22817 | 0.52119 | 0.52119 | 0.52119 | 0.52119 | 0.28248 | 0.28411 | 0.33365 | 0.29302
2012-12-02 10:00 | 0.24347 | 0.2396 | 0.1865 | 0.22846 | 0.52119 | 0.52119 | 0.52119 | 0.52119 | 0.27772 | 0.28159 | 0.33468 | 0.29273
2012-12-02 11:00 | 0.24539 | 0.24294 | 0.18474 | 0.22888 | 0.52119 | 0.52119 | 0.52119 | 0.52119 | 0.2758 | 0.27825 | 0.33645 | 0.29231
2012-12-02 12:00 | 0.24596 | 0.23943 | 0.17937 | 0.22738 | 0.52119 | 0.52119 | 0.52119 | 0.52119 | 0.27523 | 0.28176 | 0.34181 | 0.29381
2012-12-02 13:00 | 0.24229 | 0.2287 | 0.17311 | 0.22453 | 0.52119 | 0.52119 | 0.52119 | 0.52119 | 0.2789 | 0.29249 | 0.34808 | 0.29666
2012-12-02 14:00 | 0.23386 | 0.22131 | 0.17534 | 0.22089 | 0.52119 | 0.52119 | 0.52119 | 0.52119 | 0.28733 | 0.29988 | 0.34585 | 0.3003
2012-12-02 15:00 | 0.22616 | 0.19364 | 0.16865 | 0.21847 | 0.52119 | 0.52119 | 0.52119 | 0.52119 | 0.29503 | 0.32755 | 0.35253 | 0.30272
2012-12-02 16:00 | 0.22142 | 0.17463 | 0.17465 | 0.21929 | 0.52119 | 0.52119 | 0.52119 | 0.52119 | 0.29977 | 0.34656 | 0.34654 | 0.30189
2012-12-02 17:00 | 0.21259 | 0.16224 | 0.17234 | 0.21721 | 0.52119 | 0.52119 | 0.52119 | 0.52119 | 0.3086 | 0.35895 | 0.34885 | 0.30398
2012-12-02 18:00 | 0.20775 | 0.15414 | 0.17142 | 0.21453 | 0.52119 | 0.52119 | 0.52119 | 0.52119 | 0.31344 | 0.36704 | 0.34976 | 0.30666
2012-12-02 19:00 | 0.19716 | 0.14347 | 0.18095 | 0.2157 | 0.52119 | 0.52119 | 0.52119 | 0.52119 | 0.32403 | 0.37771 | 0.34023 | 0.30549
2012-12-02 20:00 | 0.19582 | 0.13655 | 0.18137 | 0.21479 | 0.52119 | 0.52119 | 0.52119 | 0.52119 | 0.32537 | 0.38464 | 0.33982 | 0.3064
2012-12-02 21:00 | 0.19176 | 0.13228 | 0.18437 | 0.209 | 0.52119 | 0.52119 | 0.52119 | 0.52119 | 0.32943 | 0.38891 | 0.33682 | 0.31219
2012-12-02 22:00 | 0.18909 | 0.12699 | 0.18204 | 0.20904 | 0.52119 | 0.52119 | 0.52119 | 0.52119 | 0.3321 | 0.3942 | 0.33915 | 0.31215
2012-12-02 23:00 | 0.18769 | 0.11494 | 0.18009 | 0.20901 | 0.52119 | 0.52119 | 0.52119 | 0.52119 | 0.3335 | 0.40625 | 0.3411 | 0.31218
2012-12-03 | 0.17601 | 0.1058 | 0.16485 | 0.2166 | 0.52119 | 0.52119 | 0.52119 | 0.52119 | 0.34517 | 0.41539 | 0.35633 | 0.30459
2012-12-03 01:00 | 0.17725 | 0.10122 | 0.16608 | 0.21756 | 0.52119 | 0.52119 | 0.52119 | 0.52119 | 0.34394 | 0.41997 | 0.35511 | 0.30362
2012-12-03 02:00 | 0.17432 | 0.1027 | 0.16855 | 0.21631 | 0.52119 | 0.52119 | 0.52119 | 0.52119 | 0.34686 | 0.41849 | 0.35264 | 0.30488
2012-12-03 03:00 | 0.18557 | 0.10402 | 0.17374 | 0.21686 | 0.52119 | 0.52119 | 0.52119 | 0.52119 | 0.33562 | 0.41717 | 0.34745 | 0.30433
2012-12-03 04:00 | 0.20349 | 0.12827 | 0.17634 | 0.22075 | 0.52119 | 0.52119 | 0.52119 | 0.52119 | 0.3177 | 0.39292 | 0.34485 | 0.30043
2012-12-03 05:00 | 0.22886 | 0.1483 | 0.18037 | 0.22633 | 0.52119 | 0.52119 | 0.52119 | 0.52119 | 0.29232 | 0.37288 | 0.34081 | 0.29486
2012-12-03 06:00 | 0.26698 | 0.23406 | 0.19839 | 0.23036 | 0.52119 | 0.52119 | 0.52119 | 0.52119 | 0.2542 | 0.28713 | 0.3228 | 0.29083
2012-12-03 07:00 | 0.29309 | 0.30395 | 0.19542 | 0.22907 | 0.52119 | 0.52119 | 0.52119 | 0.52119 | 0.2281 | 0.21724 | 0.32577 | 0.29212
2012-12-03 08:00 | 0.30051 | 0.32861 | 0.18947 | 0.22864 | 0.52119 | 0.52119 | 0.52119 | 0.52119 | 0.22068 | 0.19258 | 0.33172 | 0.29255
2012-12-03 09:00 | 0.29773 | 0.3333 | 0.18875 | 0.22881 | 0.52119 | 0.52119 | 0.52119 | 0.52119 | 0.22346 | 0.18789 | 0.33244 | 0.29237
2012-12-03 10:00 | 0.29644 | 0.32825 | 0.19579 | 0.23031 | 0.52119 | 0.52119 | 0.52119 | 0.52119 | 0.22475 | 0.19294 | 0.3254 | 0.29088
2012-12-03 11:00 | 0.29572 | 0.32351 | 0.19364 | 0.2308 | 0.52119 | 0.52119 | 0.52119 | 0.52119 | 0.22547 | 0.19768 | 0.32754 | 0.29038
2012-12-03 12:00 | 0.2946 | 0.3199 | 0.19741 | 0.23066 | 0.52119 | 0.52119 | 0.52119 | 0.52119 | 0.22658 | 0.20128 | 0.32377 | 0.29053
2012-12-03 13:00 | 0.29372 | 0.32019 | 0.19629 | 0.23061 | 0.52119 | 0.52119 | 0.52119 | 0.52119 | 0.22746 | 0.201 | 0.3249 | 0.29058
2012-12-03 14:00 | 0.29284 | 0.31494 | 0.19536 | 0.22807 | 0.52119 | 0.52119 | 0.52119 | 0.52119 | 0.22835 | 0.20625 | 0.32583 | 0.29312
2012-12-03 15:00 | 0.29031 | 0.30955 | 0.19674 | 0.22343 | 0.52119 | 0.52119 | 0.52119 | 0.52119 | 0.23088 | 0.21164 | 0.32444 | 0.29775
2012-12-03 16:00 | 0.28741 | 0.30767 | 0.20096 | 0.22155 | 0.52119 | 0.52119 | 0.52119 | 0.52119 | 0.23378 | 0.21352 | 0.32022 | 0.29964
2012-12-03 17:00 | 0.28217 | 0.29077 | 0.19879 | 0.22093 | 0.52119 | 0.52119 | 0.52119 | 0.52119 | 0.23902 | 0.23042 | 0.3224 | 0.30025
2012-12-03 18:00 | 0.24933 | 0.25705 | 0.19026 | 0.22025 | 0.52119 | 0.52119 | 0.52119 | 0.52119 | 0.27186 | 0.26414 | 0.33093 | 0.30094
2012-12-03 19:00 | 0.22793 | 0.21063 | 0.18361 | 0.21616 | 0.52119 | 0.52119 | 0.52119 | 0.52119 | 0.29325 | 0.31056 | 0.33758 | 0.30503
2012-12-03 20:00 | 0.21314 | 0.18881 | 0.18083 | 0.21794 | 0.52119 | 0.52119 | 0.52119 | 0.52119 | 0.30804 | 0.33238 | 0.34036 | 0.30324
2012-12-03 21:00 | 0.20111 | 0.17899 | 0.17866 | 0.2176 | 0.52119 | 0.52119 | 0.52119 | 0.52119 | 0.32008 | 0.3422 | 0.34253 | 0.30359
2012-12-03 22:00 | 0.18888 | 0.14245 | 0.17449 | 0.2148 | 0.52119 | 0.52119 | 0.52119 | 0.52119 | 0.33231 | 0.37874 | 0.3467 | 0.30639
2012-12-03 23:00 | 0.17838 | 0.11196 | 0.16992 | 0.21316 | 0.52119 | 0.52119 | 0.52119 | 0.52119 | 0.34281 | 0.40923 | 0.35127 | 0.30803
2012-12-04 | 0.17621 | 0.10558 | 0.1666 | 0.21657 | 0.52119 | 0.52119 | 0.52119 | 0.52119 | 0.34498 | 0.41561 | 0.35459 | 0.30462
2012-12-04 01:00 | 0.17726 | 0.10118 | 0.16464 | 0.21755 | 0.52119 | 0.52119 | 0.52119 | 0.52119 | 0.34393 | 0.42001 | 0.35655 | 0.30364
2012-12-04 02:00 | 0.1751 | 0.10268 | 0.16712 | 0.21738 | 0.52119 | 0.52119 | 0.52119 | 0.52119 | 0.34609 | 0.41851 | 0.35407 | 0.30381
2012-12-04 03:00 | 0.18646 | 0.10396 | 0.17171 | 0.21832 | 0.52119 | 0.52119 | 0.52119 | 0.52119 | 0.33473 | 0.41722 | 0.34947 | 0.30287
2012-12-04 04:00 | 0.20426 | 0.12821 | 0.17626 | 0.22263 | 0.52119 | 0.52119 | 0.52119 | 0.52119 | 0.31693 | 0.39297 | 0.34493 | 0.29856
2012-12-04 05:00 | 0.22992 | 0.14828 | 0.17849 | 0.22789 | 0.52119 | 0.52119 | 0.52119 | 0.52119 | 0.29127 | 0.37291 | 0.3427 | 0.2933
2012-12-04 06:00 | 0.2682 | 0.23419 | 0.19298 | 0.23143 | 0.52119 | 0.52119 | 0.52119 | 0.52119 | 0.25298 | 0.28699 | 0.32821 | 0.28976
2012-12-04 07:00 | 0.2933 | 0.30566 | 0.19333 | 0.23173 | 0.52119 | 0.52119 | 0.52119 | 0.52119 | 0.22789 | 0.21553 | 0.32786 | 0.28946
2012-12-04 08:00 | 0.30005 | 0.3289 | 0.19226 | 0.23216 | 0.52119 | 0.52119 | 0.52119 | 0.52119 | 0.22114 | 0.19229 | 0.32893 | 0.28903
2012-12-04 09:00 | 0.29779 | 0.33396 | 0.19633 | 0.23245 | 0.52119 | 0.52119 | 0.52119 | 0.52119 | 0.2234 | 0.18722 | 0.32486 | 0.28874
2012-12-04 10:00 | 0.29609 | 0.32853 | 0.20059 | 0.23372 | 0.52119 | 0.52119 | 0.52119 | 0.52119 | 0.2251 | 0.19266 | 0.3206 | 0.28747
2012-12-04 11:00 | 0.2958 | 0.32248 | 0.20001 | 0.23394 | 0.52119 | 0.52119 | 0.52119 | 0.52119 | 0.22539 | 0.19871 | 0.32118 | 0.28725
2012-12-04 12:00 | 0.29447 | 0.31863 | 0.20022 | 0.23233 | 0.52119 | 0.52119 | 0.52119 | 0.52119 | 0.22672 | 0.20256 | 0.32097 | 0.28886
2012-12-04 13:00 | 0.29369 | 0.31894 | 0.20215 | 0.23124 | 0.52119 | 0.52119 | 0.52119 | 0.52119 | 0.22749 | 0.20225 | 0.31903 | 0.28995
2012-12-04 14:00 | 0.2932 | 0.31484 | 0.19796 | 0.22919 | 0.52119 | 0.52119 | 0.52119 | 0.52119 | 0.22799 | 0.20635 | 0.32323 | 0.292
2012-12-04 15:00 | 0.29092 | 0.30945 | 0.19798 | 0.22495 | 0.52119 | 0.52119 | 0.52119 | 0.52119 | 0.23027 | 0.21174 | 0.32321 | 0.29624
2012-12-04 16:00 | 0.28783 | 0.3077 | 0.20175 | 0.22313 | 0.52119 | 0.52119 | 0.52119 | 0.52119 | 0.23336 | 0.21349 | 0.31943 | 0.29805
2012-12-04 17:00 | 0.28203 | 0.2909 | 0.20027 | 0.2223 | 0.52119 | 0.52119 | 0.52119 | 0.52119 | 0.23915 | 0.23029 | 0.32092 | 0.29889
2012-12-04 18:00 | 0.2499 | 0.25816 | 0.19332 | 0.22114 | 0.52119 | 0.52119 | 0.52119 | 0.52119 | 0.27129 | 0.26302 | 0.32787 | 0.30004
2012-12-04 19:00 | 0.2283 | 0.21183 | 0.18855 | 0.21724 | 0.52119 | 0.52119 | 0.52119 | 0.52119 | 0.29289 | 0.30936 | 0.33264 | 0.30395
2012-12-04 20:00 | 0.21327 | 0.18859 | 0.18558 | 0.21849 | 0.52119 | 0.52119 | 0.52119 | 0.52119 | 0.30792 | 0.3326 | 0.33561 | 0.3027
2012-12-04 21:00 | 0.201 | 0.17865 | 0.18172 | 0.21804 | 0.52119 | 0.52119 | 0.52119 | 0.52119 | 0.32019 | 0.34254 | 0.33947 | 0.30314
2012-12-04 22:00 | 0.18919 | 0.14196 | 0.17529 | 0.21514 | 0.52119 | 0.52119 | 0.52119 | 0.52119 | 0.332 | 0.37923 | 0.3459 | 0.30605
2012-12-04 23:00 | 0.17873 | 0.11164 | 0.17004 | 0.21348 | 0.52119 | 0.52119 | 0.52119 | 0.52119 | 0.34246 | 0.40955 | 0.35114 | 0.3077
2012-12-05 | 0.17662 | 0.10516 | 0.16411 | 0.21752 | 0.52119 | 0.52119 | 0.52119 | 0.52119 | 0.34457 | 0.41602 | 0.35708 | 0.30367
2012-12-05 01:00 | 0.17736 | 0.10114 | 0.16296 | 0.21836 | 0.52119 | 0.52119 | 0.52119 | 0.52119 | 0.34383 | 0.42005 | 0.35823 | 0.30283
2012-12-05 02:00 | 0.17518 | 0.10266 | 0.16615 | 0.21811 | 0.52119 | 0.52119 | 0.52119 | 0.52119 | 0.34601 | 0.41853 | 0.35504 | 0.30308
2012-12-05 03:00 | 0.18648 | 0.10394 | 0.17125 | 0.21865 | 0.52119 | 0.52119 | 0.52119 | 0.52119 | 0.33471 | 0.41724 | 0.34994 | 0.30254
2012-12-05 04:00 | 0.20416 | 0.1282 | 0.17307 | 0.22307 | 0.52119 | 0.52119 | 0.52119 | 0.52119 | 0.31703 | 0.39299 | 0.34812 | 0.29812
2012-12-05 05:00 | 0.23041 | 0.14827 | 0.1787 | 0.22852 | 0.52119 | 0.52119 | 0.52119 | 0.52119 | 0.29078 | 0.37292 | 0.34249 | 0.29267
2012-12-05 06:00 | 0.26959 | 0.23433 | 0.19498 | 0.23206 | 0.52119 | 0.52119 | 0.52119 | 0.52119 | 0.25159 | 0.28685 | 0.32621 | 0.28913
2012-12-05 07:00 | 0.29441 | 0.30574 | 0.19115 | 0.23101 | 0.52119 | 0.52119 | 0.52119 | 0.52119 | 0.22678 | 0.21545 | 0.33003 | 0.29018
2012-12-05 08:00 | 0.2999 | 0.32872 | 0.18681 | 0.231 | 0.52119 | 0.52119 | 0.52119 | 0.52119 | 0.22129 | 0.19246 | 0.33438 | 0.29019
2012-12-05 09:00 | 0.29771 | 0.33424 | 0.18842 | 0.23099 | 0.52119 | 0.52119 | 0.52119 | 0.52119 | 0.22348 | 0.18695 | 0.33277 | 0.2902
2012-12-05 10:00 | 0.29554 | 0.32924 | 0.19834 | 0.23219 | 0.52119 | 0.52119 | 0.52119 | 0.52119 | 0.22565 | 0.19195 | 0.32285 | 0.289
2012-12-05 11:00 | 0.29519 | 0.32314 | 0.19366 | 0.23168 | 0.52119 | 0.52119 | 0.52119 | 0.52119 | 0.226 | 0.19805 | 0.32753 | 0.28951
2012-12-05 12:00 | 0.29428 | 0.31982 | 0.19746 | 0.23066 | 0.52119 | 0.52119 | 0.52119 | 0.52119 | 0.22691 | 0.20137 | 0.32373 | 0.29053
2012-12-05 13:00 | 0.29358 | 0.32026 | 0.19343 | 0.23041 | 0.52119 | 0.52119 | 0.52119 | 0.52119 | 0.2276 | 0.20093 | 0.32775 | 0.29078
2012-12-05 14:00 | 0.29243 | 0.31488 | 0.19497 | 0.22762 | 0.52119 | 0.52119 | 0.52119 | 0.52119 | 0.22876 | 0.20631 | 0.32622 | 0.29356
2012-12-05 15:00 | 0.28961 | 0.30945 | 0.19834 | 0.22339 | 0.52119 | 0.52119 | 0.52119 | 0.52119 | 0.23158 | 0.21174 | 0.32285 | 0.2978
2012-12-05 16:00 | 0.28684 | 0.30768 | 0.20204 | 0.22227 | 0.52119 | 0.52119 | 0.52119 | 0.52119 | 0.23435 | 0.2135 | 0.31915 | 0.29892
2012-12-05 17:00 | 0.28181 | 0.29082 | 0.20116 | 0.22238 | 0.52119 | 0.52119 | 0.52119 | 0.52119 | 0.23938 | 0.23036 | 0.32002 | 0.29881
2012-12-05 18:00 | 0.24999 | 0.25626 | 0.1958 | 0.22067 | 0.52119 | 0.52119 | 0.52119 | 0.52119 | 0.2712 | 0.26493 | 0.32539 | 0.30052
2012-12-05 19:00 | 0.22753 | 0.20999 | 0.19373 | 0.21763 | 0.52119 | 0.52119 | 0.52119 | 0.52119 | 0.29365 | 0.3112 | 0.32746 | 0.30356
2012-12-05 20:00 | 0.2129 | 0.18915 | 0.1923 | 0.2184 | 0.52119 | 0.52119 | 0.52119 | 0.52119 | 0.30829 | 0.33204 | 0.32889 | 0.30279
2012-12-05 21:00 | 0.20114 | 0.17907 | 0.18952 | 0.21818 | 0.52119 | 0.52119 | 0.52119 | 0.52119 | 0.32005 | 0.34212 | 0.33167 | 0.30301
2012-12-05 22:00 | 0.18906 | 0.14255 | 0.18432 | 0.21503 | 0.52119 | 0.52119 | 0.52119 | 0.52119 | 0.33213 | 0.37863 | 0.33687 | 0.30615
2012-12-05 23:00 | 0.17855 | 0.11216 | 0.17939 | 0.2137 | 0.52119 | 0.52119 | 0.52119 | 0.52119 | 0.34264 | 0.40903 | 0.3418 | 0.30749
2012-12-06 | 0.17647 | 0.10569 | 0.1716 | 0.21657 | 0.52119 | 0.52119 | 0.52119 | 0.52119 | 0.34472 | 0.4155 | 0.34959 | 0.30462
2012-12-06 01:00 | 0.17739 | 0.10118 | 0.17335 | 0.21721 | 0.52119 | 0.52119 | 0.52119 | 0.52119 | 0.34379 | 0.42 | 0.34783 | 0.30397
2012-12-06 02:00 | 0.1752 | 0.10268 | 0.17708 | 0.21838 | 0.52119 | 0.52119 | 0.52119 | 0.52119 | 0.34599 | 0.4185 | 0.34411 | 0.3028
2012-12-06 03:00 | 0.18656 | 0.10397 | 0.18199 | 0.21962 | 0.52119 | 0.52119 | 0.52119 | 0.52119 | 0.33463 | 0.41722 | 0.3392 | 0.30157
2012-12-06 04:00 | 0.20446 | 0.12818 | 0.18456 | 0.22201 | 0.52119 | 0.52119 | 0.52119 | 0.52119 | 0.31673 | 0.39301 | 0.33663 | 0.29918
2012-12-06 05:00 | 0.23001 | 0.14826 | 0.18854 | 0.22684 | 0.52119 | 0.52119 | 0.52119 | 0.52119 | 0.29118 | 0.37293 | 0.33265 | 0.29435
2012-12-06 06:00 | 0.26866 | 0.23413 | 0.19959 | 0.23139 | 0.52119 | 0.52119 | 0.52119 | 0.52119 | 0.25253 | 0.28705 | 0.32159 | 0.2898
2012-12-06 07:00 | 0.29447 | 0.30522 | 0.19857 | 0.23256 | 0.52119 | 0.52119 | 0.52119 | 0.52119 | 0.22672 | 0.21596 | 0.32262 | 0.28863
2012-12-06 08:00 | 0.30027 | 0.32873 | 0.18795 | 0.22984 | 0.52119 | 0.52119 | 0.52119 | 0.52119 | 0.22092 | 0.19246 | 0.33324 | 0.29135
2012-12-06 09:00 | 0.29826 | 0.33465 | 0.18818 | 0.22933 | 0.52119 | 0.52119 | 0.52119 | 0.52119 | 0.22293 | 0.18654 | 0.33301 | 0.29185
2012-12-06 10:00 | 0.29607 | 0.32967 | 0.19556 | 0.23017 | 0.52119 | 0.52119 | 0.52119 | 0.52119 | 0.22512 | 0.19151 | 0.32563 | 0.29102
2012-12-06 11:00 | 0.29578 | 0.3233 | 0.18899 | 0.23007 | 0.52119 | 0.52119 | 0.52119 | 0.52119 | 0.2254 | 0.19789 | 0.3322 | 0.29112
2012-12-06 12:00 | 0.29537 | 0.31997 | 0.19262 | 0.22947 | 0.52119 | 0.52119 | 0.52119 | 0.52119 | 0.22582 | 0.20122 | 0.32857 | 0.29172
2012-12-06 13:00 | 0.29456 | 0.3203 | 0.18542 | 0.2301 | 0.52119 | 0.52119 | 0.52119 | 0.52119 | 0.22662 | 0.20089 | 0.33577 | 0.29109
2012-12-06 14:00 | 0.29318 | 0.31476 | 0.18852 | 0.22719 | 0.52119 | 0.52119 | 0.52119 | 0.52119 | 0.22801 | 0.20643 | 0.33267 | 0.294
2012-12-06 15:00 | 0.29024 | 0.30928 | 0.19649 | 0.2234 | 0.52119 | 0.52119 | 0.52119 | 0.52119 | 0.23095 | 0.2119 | 0.3247 | 0.29778
2012-12-06 16:00 | 0.2874 | 0.30756 | 0.19929 | 0.22232 | 0.52119 | 0.52119 | 0.52119 | 0.52119 | 0.23379 | 0.21363 | 0.3219 | 0.29887
2012-12-06 17:00 | 0.282 | 0.29036 | 0.19803 | 0.2212 | 0.52119 | 0.52119 | 0.52119 | 0.52119 | 0.23919 | 0.23083 | 0.32316 | 0.29999
2012-12-06 18:00 | 0.24907 | 0.25654 | 0.1895 | 0.22005 | 0.52119 | 0.52119 | 0.52119 | 0.52119 | 0.27212 | 0.26465 | 0.33168 | 0.30114
2012-12-06 19:00 | 0.22658 | 0.20965 | 0.1857 | 0.21626 | 0.52119 | 0.52119 | 0.52119 | 0.52119 | 0.29461 | 0.31154 | 0.33549 | 0.30492
2012-12-06 20:00 | 0.21189 | 0.18939 | 0.18592 | 0.21788 | 0.52119 | 0.52119 | 0.52119 | 0.52119 | 0.3093 | 0.3318 | 0.33527 | 0.30331
2012-12-06 21:00 | 0.20108 | 0.17922 | 0.18182 | 0.21752 | 0.52119 | 0.52119 | 0.52119 | 0.52119 | 0.32011 | 0.34196 | 0.33937 | 0.30367
2012-12-06 22:00 | 0.18881 | 0.14268 | 0.17888 | 0.21478 | 0.52119 | 0.52119 | 0.52119 | 0.52119 | 0.33238 | 0.37851 | 0.34231 | 0.30641
2012-12-06 23:00 | 0.17825 | 0.11202 | 0.17293 | 0.21316 | 0.52119 | 0.52119 | 0.52119 | 0.52119 | 0.34293 | 0.40916 | 0.34825 | 0.30803
2012-12-07 | 0.17621 | 0.10559 | 0.16843 | 0.21632 | 0.52119 | 0.52119 | 0.52119 | 0.52119 | 0.34498 | 0.4156 | 0.35275 | 0.30487
2012-12-07 01:00 | 0.17724 | 0.1011 | 0.16599 | 0.21725 | 0.52119 | 0.52119 | 0.52119 | 0.52119 | 0.34395 | 0.42008 | 0.3552 | 0.30394
2012-12-07 02:00 | 0.17547 | 0.10264 | 0.16938 | 0.21751 | 0.52119 | 0.52119 | 0.52119 | 0.52119 | 0.34572 | 0.41855 | 0.35181 | 0.30368
2012-12-07 03:00 | 0.18668 | 0.10395 | 0.17422 | 0.21835 | 0.52119 | 0.52119 | 0.52119 | 0.52119 | 0.3345 | 0.41724 | 0.34696 | 0.30284
2012-12-07 04:00 | 0.20488 | 0.12818 | 0.18133 | 0.22198 | 0.52119 | 0.52119 | 0.52119 | 0.52119 | 0.3163 | 0.39301 | 0.33986 | 0.29921
2012-12-07 05:00 | 0.23032 | 0.14828 | 0.18182 | 0.22695 | 0.52119 | 0.52119 | 0.52119 | 0.52119 | 0.29087 | 0.37291 | 0.33937 | 0.29424
2012-12-07 06:00 | 0.26868 | 0.23309 | 0.19443 | 0.2309 | 0.52119 | 0.52119 | 0.52119 | 0.52119 | 0.2525 | 0.2881 | 0.32676 | 0.29029
2012-12-07 07:00 | 0.29557 | 0.30472 | 0.19529 | 0.23074 | 0.52119 | 0.52119 | 0.52119 | 0.52119 | 0.22562 | 0.21647 | 0.32589 | 0.29045
2012-12-07 08:00 | 0.30111 | 0.32868 | 0.19157 | 0.23035 | 0.52119 | 0.52119 | 0.52119 | 0.52119 | 0.22008 | 0.1925 | 0.32962 | 0.29084
2012-12-07 09:00 | 0.29897 | 0.33521 | 0.19362 | 0.23035 | 0.52119 | 0.52119 | 0.52119 | 0.52119 | 0.22222 | 0.18598 | 0.32757 | 0.29084
2012-12-07 10:00 | 0.29586 | 0.3302 | 0.19981 | 0.23173 | 0.52119 | 0.52119 | 0.52119 | 0.52119 | 0.22533 | 0.19098 | 0.32137 | 0.28946
2012-12-07 11:00 | 0.29566 | 0.32311 | 0.19639 | 0.23164 | 0.52119 | 0.52119 | 0.52119 | 0.52119 | 0.22552 | 0.19808 | 0.3248 | 0.28954
2012-12-07 12:00 | 0.29518 | 0.31956 | 0.1943 | 0.23048 | 0.52119 | 0.52119 | 0.52119 | 0.52119 | 0.22601 | 0.20163 | 0.32689 | 0.29071
2012-12-07 13:00 | 0.29462 | 0.31983 | 0.18841 | 0.23055 | 0.52119 | 0.52119 | 0.52119 | 0.52119 | 0.22657 | 0.20136 | 0.33278 | 0.29064
2012-12-07 14:00 | 0.29343 | 0.31462 | 0.19023 | 0.22788 | 0.52119 | 0.52119 | 0.52119 | 0.52119 | 0.22775 | 0.20657 | 0.33095 | 0.29331
2012-12-07 15:00 | 0.29079 | 0.30922 | 0.19201 | 0.22302 | 0.52119 | 0.52119 | 0.52119 | 0.52119 | 0.2304 | 0.21197 | 0.32918 | 0.29817
2012-12-07 16:00 | 0.28787 | 0.30744 | 0.19724 | 0.2213 | 0.52119 | 0.52119 | 0.52119 | 0.52119 | 0.23332 | 0.21374 | 0.32394 | 0.29989
2012-12-07 17:00 | 0.28187 | 0.2903 | 0.19608 | 0.22084 | 0.52119 | 0.52119 | 0.52119 | 0.52119 | 0.23932 | 0.23089 | 0.32511 | 0.30035
2012-12-07 18:00 | 0.24894 | 0.25705 | 0.18983 | 0.22036 | 0.52119 | 0.52119 | 0.52119 | 0.52119 | 0.27225 | 0.26414 | 0.33135 | 0.30083
2012-12-07 19:00 | 0.22658 | 0.20997 | 0.18662 | 0.21647 | 0.52119 | 0.52119 | 0.52119 | 0.52119 | 0.29461 | 0.31122 | 0.33456 | 0.30471
2012-12-07 20:00 | 0.2119 | 0.18925 | 0.18705 | 0.21798 | 0.52119 | 0.52119 | 0.52119 | 0.52119 | 0.30928 | 0.33194 | 0.33414 | 0.30321
2012-12-07 21:00 | 0.20109 | 0.17918 | 0.18467 | 0.21759 | 0.52119 | 0.52119 | 0.52119 | 0.52119 | 0.3201 | 0.34201 | 0.33652 | 0.30359
2012-12-07 22:00 | 0.18872 | 0.14269 | 0.18142 | 0.21475 | 0.52119 | 0.52119 | 0.52119 | 0.52119 | 0.33247 | 0.3785 | 0.33976 | 0.30644
2012-12-07 23:00 | 0.1782 | 0.11198 | 0.17622 | 0.21322 | 0.52119 | 0.52119 | 0.52119 | 0.52119 | 0.34299 | 0.4092 | 0.34497 | 0.30797
2012-12-08 | 0.17323 | 0.11732 | 0.17172 | 0.2156 | 0.52119 | 0.52119 | 0.52119 | 0.52119 | 0.34796 | 0.40386 | 0.34947 | 0.30559
2012-12-08 01:00 | 0.1739 | 0.11256 | 0.16694 | 0.218 | 0.52119 | 0.52119 | 0.52119 | 0.52119 | 0.34729 | 0.40862 | 0.35425 | 0.30319
2012-12-08 02:00 | 0.17646 | 0.11311 | 0.16667 | 0.21875 | 0.52119 | 0.52119 | 0.52119 | 0.52119 | 0.34473 | 0.40808 | 0.35452 | 0.30244
2012-12-08 03:00 | 0.17693 | 0.10654 | 0.16825 | 0.21741 | 0.52119 | 0.52119 | 0.52119 | 0.52119 | 0.34426 | 0.41464 | 0.35294 | 0.30378
2012-12-08 04:00 | 0.17867 | 0.1112 | 0.16907 | 0.21937 | 0.52119 | 0.52119 | 0.52119 | 0.52119 | 0.34252 | 0.40998 | 0.35211 | 0.30182
2012-12-08 05:00 | 0.1817 | 0.11438 | 0.18156 | 0.22124 | 0.52119 | 0.52119 | 0.52119 | 0.52119 | 0.33949 | 0.4068 | 0.33963 | 0.29995
2012-12-08 06:00 | 0.19557 | 0.13012 | 0.18902 | 0.22277 | 0.52119 | 0.52119 | 0.52119 | 0.52119 | 0.32562 | 0.39107 | 0.33217 | 0.29841
2012-12-08 07:00 | 0.21031 | 0.16692 | 0.18722 | 0.22435 | 0.52119 | 0.52119 | 0.52119 | 0.52119 | 0.31088 | 0.35427 | 0.33396 | 0.29684
2012-12-08 08:00 | 0.22702 | 0.21475 | 0.19707 | 0.22596 | 0.52119 | 0.52119 | 0.52119 | 0.52119 | 0.29417 | 0.30644 | 0.32411 | 0.29523
2012-12-08 09:00 | 0.23669 | 0.23928 | 0.18704 | 0.22718 | 0.52119 | 0.52119 | 0.52119 | 0.52119 | 0.2845 | 0.28191 | 0.33414 | 0.29401
2012-12-08 10:00 | 0.2403 | 0.24257 | 0.18544 | 0.22832 | 0.52119 | 0.52119 | 0.52119 | 0.52119 | 0.28089 | 0.27862 | 0.33575 | 0.29287
2012-12-08 11:00 | 0.2436 | 0.24304 | 0.18525 | 0.22852 | 0.52119 | 0.52119 | 0.52119 | 0.52119 | 0.27759 | 0.27815 | 0.33593 | 0.29266
2012-12-08 12:00 | 0.24258 | 0.23921 | 0.18086 | 0.22736 | 0.52119 | 0.52119 | 0.52119 | 0.52119 | 0.27861 | 0.28198 | 0.34033 | 0.29382
2012-12-08 13:00 | 0.24011 | 0.22904 | 0.18034 | 0.22504 | 0.52119 | 0.52119 | 0.52119 | 0.52119 | 0.28108 | 0.29215 | 0.34084 | 0.29615
2012-12-08 14:00 | 0.2342 | 0.22183 | 0.17805 | 0.22133 | 0.52119 | 0.52119 | 0.52119 | 0.52119 | 0.28698 | 0.29936 | 0.34313 | 0.29986
2012-12-08 15:00 | 0.22638 | 0.19498 | 0.1762 | 0.21995 | 0.52119 | 0.52119 | 0.52119 | 0.52119 | 0.29481 | 0.32621 | 0.34499 | 0.30124
2012-12-08 16:00 | 0.22148 | 0.17674 | 0.17239 | 0.22013 | 0.52119 | 0.52119 | 0.52119 | 0.52119 | 0.29971 | 0.34445 | 0.3488 | 0.30105
2012-12-08 17:00 | 0.21156 | 0.16287 | 0.17006 | 0.2184 | 0.52119 | 0.52119 | 0.52119 | 0.52119 | 0.30963 | 0.35832 | 0.35113 | 0.30279
2012-12-08 18:00 | 0.20716 | 0.15479 | 0.16999 | 0.21512 | 0.52119 | 0.52119 | 0.52119 | 0.52119 | 0.31403 | 0.36639 | 0.3512 | 0.30607
2012-12-08 19:00 | 0.19637 | 0.14351 | 0.17927 | 0.21526 | 0.52119 | 0.52119 | 0.52119 | 0.52119 | 0.32482 | 0.37767 | 0.34192 | 0.30593
2012-12-08 20:00 | 0.19468 | 0.13623 | 0.17826 | 0.21734 | 0.52119 | 0.52119 | 0.52119 | 0.52119 | 0.32651 | 0.38495 | 0.34293 | 0.30385
2012-12-08 21:00 | 0.19193 | 0.13184 | 0.18145 | 0.21624 | 0.52119 | 0.52119 | 0.52119 | 0.52119 | 0.32925 | 0.38934 | 0.33974 | 0.30495
2012-12-08 22:00 | 0.18918 | 0.12659 | 0.18029 | 0.21648 | 0.52119 | 0.52119 | 0.52119 | 0.52119 | 0.332 | 0.3946 | 0.3409 | 0.30471
2012-12-08 23:00 | 0.18917 | 0.117 | 0.17883 | 0.21857 | 0.52119 | 0.52119 | 0.52119 | 0.52119 | 0.33202 | 0.40419 | 0.34235 | 0.30261
2012-12-09 | 0.17398 | 0.11282 | 0.17174 | 0.2157 | 0.52119 | 0.52119 | 0.52119 | 0.52119 | 0.34721 | 0.40837 | 0.34945 | 0.30549
2012-12-09 01:00 | 0.17487 | 0.10707 | 0.16666 | 0.2177 | 0.52119 | 0.52119 | 0.52119 | 0.52119 | 0.34632 | 0.41412 | 0.35453 | 0.30349
2012-12-09 02:00 | 0.17579 | 0.10583 | 0.16707 | 0.21864 | 0.52119 | 0.52119 | 0.52119 | 0.52119 | 0.34539 | 0.41536 | 0.35412 | 0.30255
2012-12-09 03:00 | 0.17604 | 0.10559 | 0.16619 | 0.21685 | 0.52119 | 0.52119 | 0.52119 | 0.52119 | 0.34514 | 0.4156 | 0.355 | 0.30433
2012-12-09 04:00 | 0.17765 | 0.11044 | 0.16921 | 0.21908 | 0.52119 | 0.52119 | 0.52119 | 0.52119 | 0.34354 | 0.41075 | 0.35197 | 0.30211
2012-12-09 05:00 | 0.18099 | 0.11351 | 0.18247 | 0.22061 | 0.52119 | 0.52119 | 0.52119 | 0.52119 | 0.34019 | 0.40768 | 0.33871 | 0.30058
2012-12-09 06:00 | 0.19393 | 0.12962 | 0.18988 | 0.22237 | 0.52119 | 0.52119 | 0.52119 | 0.52119 | 0.32725 | 0.39157 | 0.33131 | 0.29881
2012-12-09 07:00 | 0.20921 | 0.16597 | 0.18832 | 0.22425 | 0.52119 | 0.52119 | 0.52119 | 0.52119 | 0.31198 | 0.35522 | 0.33287 | 0.29693
2012-12-09 08:00 | 0.22738 | 0.21447 | 0.19779 | 0.22613 | 0.52119 | 0.52119 | 0.52119 | 0.52119 | 0.29381 | 0.30671 | 0.3234 | 0.29506
2012-12-09 09:00 | 0.23794 | 0.23887 | 0.1877 | 0.2275 | 0.52119 | 0.52119 | 0.52119 | 0.52119 | 0.28325 | 0.28232 | 0.33348 | 0.29369
2012-12-09 10:00 | 0.24245 | 0.24221 | 0.18647 | 0.22844 | 0.52119 | 0.52119 | 0.52119 | 0.52119 | 0.27874 | 0.27898 | 0.33472 | 0.29275
2012-12-09 11:00 | 0.24445 | 0.24381 | 0.18517 | 0.2285 | 0.52119 | 0.52119 | 0.52119 | 0.52119 | 0.27674 | 0.27738 | 0.33602 | 0.29268
2012-12-09 12:00 | 0.24299 | 0.24015 | 0.18158 | 0.22722 | 0.52119 | 0.52119 | 0.52119 | 0.52119 | 0.27819 | 0.28103 | 0.33961 | 0.29397
2012-12-09 13:00 | 0.23899 | 0.22894 | 0.17349 | 0.22482 | 0.52119 | 0.52119 | 0.52119 | 0.52119 | 0.2822 | 0.29225 | 0.3477 | 0.29637
2012-12-09 14:00 | 0.23353 | 0.22158 | 0.17585 | 0.22138 | 0.52119 | 0.52119 | 0.52119 | 0.52119 | 0.28766 | 0.29961 | 0.34533 | 0.29981
2012-12-09 15:00 | 0.22588 | 0.19476 | 0.17338 | 0.21969 | 0.52119 | 0.52119 | 0.52119 | 0.52119 | 0.29531 | 0.32643 | 0.34781 | 0.30149
2012-12-09 16:00 | 0.22128 | 0.17707 | 0.17545 | 0.22035 | 0.52119 | 0.52119 | 0.52119 | 0.52119 | 0.2999 | 0.34411 | 0.34574 | 0.30084
2012-12-09 17:00 | 0.21137 | 0.16348 | 0.17242 | 0.21848 | 0.52119 | 0.52119 | 0.52119 | 0.52119 | 0.30982 | 0.3577 | 0.34877 | 0.30271
2012-12-09 18:00 | 0.2069 | 0.15552 | 0.17139 | 0.21528 | 0.52119 | 0.52119 | 0.52119 | 0.52119 | 0.31429 | 0.36567 | 0.3498 | 0.30591
2012-12-09 19:00 | 0.19491 | 0.14391 | 0.18004 | 0.21555 | 0.52119 | 0.52119 | 0.52119 | 0.52119 | 0.32628 | 0.37728 | 0.34114 | 0.30563
2012-12-09 20:00 | 0.19382 | 0.13673 | 0.18037 | 0.21767 | 0.52119 | 0.52119 | 0.52119 | 0.52119 | 0.32737 | 0.38446 | 0.34082 | 0.30351
2012-12-09 21:00 | 0.19208 | 0.13232 | 0.1834 | 0.2177 | 0.52119 | 0.52119 | 0.52119 | 0.52119 | 0.32911 | 0.38887 | 0.33779 | 0.30349
2012-12-09 22:00 | 0.18967 | 0.12714 | 0.18022 | 0.21796 | 0.52119 | 0.52119 | 0.52119 | 0.52119 | 0.33152 | 0.39405 | 0.34097 | 0.30322
2012-12-09 23:00 | 0.18958 | 0.12238 | 0.17961 | 0.22046 | 0.52119 | 0.52119 | 0.52119 | 0.52119 | 0.33161 | 0.39881 | 0.34158 | 0.30073
2012-12-10 | 0.1768 | 0.10541 | 0.17088 | 0.2174 | 0.52119 | 0.52119 | 0.52119 | 0.52119 | 0.34439 | 0.41578 | 0.35031 | 0.30378
2012-12-10 01:00 | 0.1776 | 0.101 | 0.17185 | 0.21813 | 0.52119 | 0.52119 | 0.52119 | 0.52119 | 0.34359 | 0.42019 | 0.34933 | 0.30306
2012-12-10 02:00 | 0.1762 | 0.10262 | 0.17527 | 0.21949 | 0.52119 | 0.52119 | 0.52119 | 0.52119 | 0.34499 | 0.41857 | 0.34591 | 0.3017
2012-12-10 03:00 | 0.18707 | 0.10391 | 0.17782 | 0.22038 | 0.52119 | 0.52119 | 0.52119 | 0.52119 | 0.33412 | 0.41728 | 0.34337 | 0.30081
2012-12-10 04:00 | 0.20545 | 0.12814 | 0.18195 | 0.22315 | 0.52119 | 0.52119 | 0.52119 | 0.52119 | 0.31574 | 0.39305 | 0.33924 | 0.29804
2012-12-10 05:00 | 0.23177 | 0.1483 | 0.18675 | 0.22819 | 0.52119 | 0.52119 | 0.52119 | 0.52119 | 0.28942 | 0.37289 | 0.33444 | 0.293
2012-12-10 06:00 | 0.27087 | 0.23356 | 0.19673 | 0.23269 | 0.52119 | 0.52119 | 0.52119 | 0.52119 | 0.25032 | 0.28763 | 0.32446 | 0.2885
2012-12-10 07:00 | 0.29691 | 0.30591 | 0.19613 | 0.23467 | 0.52119 | 0.52119 | 0.52119 | 0.52119 | 0.22428 | 0.21528 | 0.32506 | 0.28652
2012-12-10 08:00 | 0.30241 | 0.32876 | 0.19568 | 0.23506 | 0.52119 | 0.52119 | 0.52119 | 0.52119 | 0.21878 | 0.19243 | 0.32551 | 0.28612
2012-12-10 09:00 | 0.29942 | 0.3336 | 0.19869 | 0.23479 | 0.52119 | 0.52119 | 0.52119 | 0.52119 | 0.22177 | 0.18759 | 0.32249 | 0.2864
2012-12-10 10:00 | 0.29502 | 0.32871 | 0.1992 | 0.23566 | 0.52119 | 0.52119 | 0.52119 | 0.52119 | 0.22617 | 0.19248 | 0.32199 | 0.28552
2012-12-10 11:00 | 0.29433 | 0.32147 | 0.19986 | 0.23528 | 0.52119 | 0.52119 | 0.52119 | 0.52119 | 0.22686 | 0.19972 | 0.32133 | 0.28591
2012-12-10 12:00 | 0.29305 | 0.3178 | 0.19952 | 0.23278 | 0.52119 | 0.52119 | 0.52119 | 0.52119 | 0.22814 | 0.20339 | 0.32167 | 0.28841
2012-12-10 13:00 | 0.29195 | 0.31802 | 0.20101 | 0.23145 | 0.52119 | 0.52119 | 0.52119 | 0.52119 | 0.22924 | 0.20317 | 0.32017 | 0.28973
2012-12-10 14:00 | 0.29093 | 0.31461 | 0.19852 | 0.22968 | 0.52119 | 0.52119 | 0.52119 | 0.52119 | 0.23026 | 0.20658 | 0.32267 | 0.29151
2012-12-10 15:00 | 0.28819 | 0.30925 | 0.19869 | 0.22691 | 0.52119 | 0.52119 | 0.52119 | 0.52119 | 0.233 | 0.21194 | 0.3225 | 0.29428
2012-12-10 16:00 | 0.28527 | 0.30754 | 0.20034 | 0.22547 | 0.52119 | 0.52119 | 0.52119 | 0.52119 | 0.23592 | 0.21364 | 0.32084 | 0.29572
2012-12-10 17:00 | 0.27876 | 0.29065 | 0.20074 | 0.22451 | 0.52119 | 0.52119 | 0.52119 | 0.52119 | 0.24243 | 0.23053 | 0.32044 | 0.29668
2012-12-10 18:00 | 0.24726 | 0.25899 | 0.19756 | 0.222 | 0.52119 | 0.52119 | 0.52119 | 0.52119 | 0.27393 | 0.26219 | 0.32363 | 0.29919
2012-12-10 19:00 | 0.22542 | 0.21205 | 0.19685 | 0.21988 | 0.52119 | 0.52119 | 0.52119 | 0.52119 | 0.29577 | 0.30914 | 0.32433 | 0.3013
2012-12-10 20:00 | 0.20996 | 0.18918 | 0.19512 | 0.22026 | 0.52119 | 0.52119 | 0.52119 | 0.52119 | 0.31123 | 0.33201 | 0.32607 | 0.30093
2012-12-10 21:00 | 0.20059 | 0.17918 | 0.19216 | 0.21991 | 0.52119 | 0.52119 | 0.52119 | 0.52119 | 0.3206 | 0.34201 | 0.32903 | 0.30128
2012-12-10 22:00 | 0.1888 | 0.14281 | 0.18861 | 0.21713 | 0.52119 | 0.52119 | 0.52119 | 0.52119 | 0.33239 | 0.37837 | 0.33258 | 0.30406
2012-12-10 23:00 | 0.17827 | 0.11225 | 0.18222 | 0.21606 | 0.52119 | 0.52119 | 0.52119 | 0.52119 | 0.34292 | 0.40894 | 0.33897 | 0.30513
2012-12-11 | 0.17749 | 0.10575 | 0.17503 | 0.21893 | 0.52119 | 0.52119 | 0.52119 | 0.52119 | 0.3437 | 0.41544 | 0.34615 | 0.30226
2012-12-11 01:00 | 0.17853 | 0.10112 | 0.17436 | 0.21977 | 0.52119 | 0.52119 | 0.52119 | 0.52119 | 0.34265 | 0.42007 | 0.34683 | 0.30142
2012-12-11 02:00 | 0.17739 | 0.10268 | 0.17637 | 0.22151 | 0.52119 | 0.52119 | 0.52119 | 0.52119 | 0.3438 | 0.41851 | 0.34482 | 0.29967
2012-12-11 03:00 | 0.18554 | 0.1039 | 0.18146 | 0.22288 | 0.52119 | 0.52119 | 0.52119 | 0.52119 | 0.33565 | 0.41728 | 0.33973 | 0.29831
2012-12-11 04:00 | 0.20592 | 0.12808 | 0.18287 | 0.22547 | 0.52119 | 0.52119 | 0.52119 | 0.52119 | 0.31527 | 0.39311 | 0.33832 | 0.29572
2012-12-11 05:00 | 0.23272 | 0.14842 | 0.18666 | 0.2311 | 0.52119 | 0.52119 | 0.52119 | 0.52119 | 0.28847 | 0.37277 | 0.33452 | 0.29008
2012-12-11 06:00 | 0.27029 | 0.23403 | 0.19525 | 0.23467 | 0.52119 | 0.52119 | 0.52119 | 0.52119 | 0.2509 | 0.28716 | 0.32593 | 0.28652
2012-12-11 07:00 | 0.29646 | 0.30332 | 0.19458 | 0.23761 | 0.52119 | 0.52119 | 0.52119 | 0.52119 | 0.22473 | 0.21786 | 0.32661 | 0.28357
2012-12-11 08:00 | 0.30593 | 0.32853 | 0.19332 | 0.23773 | 0.52119 | 0.52119 | 0.52119 | 0.52119 | 0.21526 | 0.19266 | 0.32787 | 0.28346
2012-12-11 09:00 | 0.30002 | 0.32807 | 0.19351 | 0.23736 | 0.52119 | 0.52119 | 0.52119 | 0.52119 | 0.22116 | 0.19312 | 0.32767 | 0.28383
2012-12-11 10:00 | 0.29373 | 0.32487 | 0.19268 | 0.2375 | 0.52119 | 0.52119 | 0.52119 | 0.52119 | 0.22746 | 0.19632 | 0.32851 | 0.28369
2012-12-11 11:00 | 0.29282 | 0.31898 | 0.19446 | 0.23666 | 0.52119 | 0.52119 | 0.52119 | 0.52119 | 0.22837 | 0.2022 | 0.32673 | 0.28452
2012-12-11 12:00 | 0.29198 | 0.31612 | 0.19388 | 0.23335 | 0.52119 | 0.52119 | 0.52119 | 0.52119 | 0.22921 | 0.20507 | 0.32731 | 0.28784
2012-12-11 13:00 | 0.29121 | 0.3165 | 0.19677 | 0.23138 | 0.52119 | 0.52119 | 0.52119 | 0.52119 | 0.22998 | 0.20469 | 0.32442 | 0.28981
2012-12-11 14:00 | 0.29037 | 0.31395 | 0.19587 | 0.2299 | 0.52119 | 0.52119 | 0.52119 | 0.52119 | 0.23082 | 0.20723 | 0.32532 | 0.29129
2012-12-11 15:00 | 0.28714 | 0.30838 | 0.1949 | 0.22819 | 0.52119 | 0.52119 | 0.52119 | 0.52119 | 0.23405 | 0.2128 | 0.32629 | 0.293
2012-12-11 16:00 | 0.28506 | 0.30699 | 0.19754 | 0.22686 | 0.52119 | 0.52119 | 0.52119 | 0.52119 | 0.23613 | 0.2142 | 0.32365 | 0.29433
2012-12-11 17:00 | 0.2787 | 0.2905 | 0.19722 | 0.226 | 0.52119 | 0.52119 | 0.52119 | 0.52119 | 0.24248 | 0.23069 | 0.32397 | 0.29519
2012-12-11 18:00 | 0.24753 | 0.25855 | 0.19666 | 0.22193 | 0.52119 | 0.52119 | 0.52119 | 0.52119 | 0.27366 | 0.26264 | 0.32452 | 0.29926
2012-12-11 19:00 | 0.22526 | 0.21211 | 0.19647 | 0.22025 | 0.52119 | 0.52119 | 0.52119 | 0.52119 | 0.29592 | 0.30908 | 0.32471 | 0.30094
2012-12-11 20:00 | 0.20978 | 0.18886 | 0.19434 | 0.22082 | 0.52119 | 0.52119 | 0.52119 | 0.52119 | 0.31141 | 0.33233 | 0.32685 | 0.30037
2012-12-11 21:00 | 0.20071 | 0.17883 | 0.1913 | 0.22099 | 0.52119 | 0.52119 | 0.52119 | 0.52119 | 0.32048 | 0.34236 | 0.32989 | 0.3002
2012-12-11 22:00 | 0.18872 | 0.14232 | 0.18823 | 0.21785 | 0.52119 | 0.52119 | 0.52119 | 0.52119 | 0.33247 | 0.37886 | 0.33296 | 0.30334
2012-12-11 23:00 | 0.1779 | 0.11209 | 0.18245 | 0.21614 | 0.52119 | 0.52119 | 0.52119 | 0.52119 | 0.34329 | 0.4091 | 0.33874 | 0.30505
2012-12-12 | 0.17681 | 0.10558 | 0.17429 | 0.21798 | 0.52119 | 0.52119 | 0.52119 | 0.52119 | 0.34438 | 0.4156 | 0.3469 | 0.30321
2012-12-12 01:00 | 0.17778 | 0.10113 | 0.17555 | 0.21868 | 0.52119 | 0.52119 | 0.52119 | 0.52119 | 0.34341 | 0.42006 | 0.34564 | 0.30251
2012-12-12 02:00 | 0.17684 | 0.10267 | 0.17758 | 0.22022 | 0.52119 | 0.52119 | 0.52119 | 0.52119 | 0.34435 | 0.41852 | 0.34361 | 0.30096
2012-12-12 03:00 | 0.18658 | 0.10393 | 0.18269 | 0.2214 | 0.52119 | 0.52119 | 0.52119 | 0.52119 | 0.33461 | 0.41726 | 0.3385 | 0.29979
2012-12-12 04:00 | 0.20578 | 0.12808 | 0.18401 | 0.22358 | 0.52119 | 0.52119 | 0.52119 | 0.52119 | 0.3154 | 0.39311 | 0.33717 | 0.29761
2012-12-12 05:00 | 0.23213 | 0.14829 | 0.18815 | 0.22859 | 0.52119 | 0.52119 | 0.52119 | 0.52119 | 0.28906 | 0.3729 | 0.33304 | 0.2926
2012-12-12 06:00 | 0.27123 | 0.23427 | 0.19813 | 0.23289 | 0.52119 | 0.52119 | 0.52119 | 0.52119 | 0.24996 | 0.28692 | 0.32306 | 0.2883
2012-12-12 07:00 | 0.29634 | 0.30593 | 0.19653 | 0.23489 | 0.52119 | 0.52119 | 0.52119 | 0.52119 | 0.22484 | 0.21526 | 0.32466 | 0.2863
2012-12-12 08:00 | 0.30073 | 0.32875 | 0.19669 | 0.23523 | 0.52119 | 0.52119 | 0.52119 | 0.52119 | 0.22046 | 0.19244 | 0.3245 | 0.28596
2012-12-12 09:00 | 0.29827 | 0.3341 | 0.19867 | 0.23508 | 0.52119 | 0.52119 | 0.52119 | 0.52119 | 0.22292 | 0.18708 | 0.32252 | 0.28611
2012-12-12 10:00 | 0.29449 | 0.32911 | 0.19819 | 0.2359 | 0.52119 | 0.52119 | 0.52119 | 0.52119 | 0.2267 | 0.19208 | 0.32299 | 0.28528
2012-12-12 11:00 | 0.29424 | 0.32166 | 0.19902 | 0.23544 | 0.52119 | 0.52119 | 0.52119 | 0.52119 | 0.22695 | 0.19953 | 0.32216 | 0.28575
2012-12-12 12:00 | 0.29332 | 0.31802 | 0.19783 | 0.23247 | 0.52119 | 0.52119 | 0.52119 | 0.52119 | 0.22787 | 0.20317 | 0.32336 | 0.28872
2012-12-12 13:00 | 0.29309 | 0.3185 | 0.20206 | 0.23108 | 0.52119 | 0.52119 | 0.52119 | 0.52119 | 0.22809 | 0.20269 | 0.31913 | 0.29011
2012-12-12 14:00 | 0.29276 | 0.31447 | 0.19963 | 0.22894 | 0.52119 | 0.52119 | 0.52119 | 0.52119 | 0.22843 | 0.20672 | 0.32156 | 0.29225
2012-12-12 15:00 | 0.29064 | 0.30915 | 0.20013 | 0.2264 | 0.52119 | 0.52119 | 0.52119 | 0.52119 | 0.23055 | 0.21204 | 0.32106 | 0.29478
2012-12-12 16:00 | 0.28813 | 0.30752 | 0.20113 | 0.22448 | 0.52119 | 0.52119 | 0.52119 | 0.52119 | 0.23306 | 0.21367 | 0.32006 | 0.29671
2012-12-12 17:00 | 0.28253 | 0.29056 | 0.20122 | 0.2239 | 0.52119 | 0.52119 | 0.52119 | 0.52119 | 0.23866 | 0.23063 | 0.31997 | 0.29729
2012-12-12 18:00 | 0.25062 | 0.25866 | 0.19727 | 0.2215 | 0.52119 | 0.52119 | 0.52119 | 0.52119 | 0.27057 | 0.26252 | 0.32392 | 0.29969
2012-12-12 19:00 | 0.2286 | 0.21253 | 0.19596 | 0.21886 | 0.52119 | 0.52119 | 0.52119 | 0.52119 | 0.29259 | 0.30866 | 0.32523 | 0.30233
2012-12-12 20:00 | 0.21356 | 0.18926 | 0.19381 | 0.21905 | 0.52119 | 0.52119 | 0.52119 | 0.52119 | 0.30763 | 0.33193 | 0.32738 | 0.30214
2012-12-12 21:00 | 0.20118 | 0.17905 | 0.19046 | 0.21852 | 0.52119 | 0.52119 | 0.52119 | 0.52119 | 0.32001 | 0.34214 | 0.33073 | 0.30267
2012-12-12 22:00 | 0.18937 | 0.14257 | 0.18672 | 0.21554 | 0.52119 | 0.52119 | 0.52119 | 0.52119 | 0.33182 | 0.37861 | 0.33446 | 0.30564
2012-12-12 23:00 | 0.17895 | 0.11226 | 0.18011 | 0.21406 | 0.52119 | 0.52119 | 0.52119 | 0.52119 | 0.34224 | 0.40892 | 0.34107 | 0.30713
2012-12-13 | 0.17672 | 0.10576 | 0.17191 | 0.21704 | 0.52119 | 0.52119 | 0.52119 | 0.52119 | 0.34447 | 0.41543 | 0.34928 | 0.30414
2012-12-13 01:00 | 0.17763 | 0.10117 | 0.17218 | 0.21781 | 0.52119 | 0.52119 | 0.52119 | 0.52119 | 0.34356 | 0.42002 | 0.34901 | 0.30337
2012-12-13 02:00 | 0.1748 | 0.10269 | 0.17264 | 0.21868 | 0.52119 | 0.52119 | 0.52119 | 0.52119 | 0.34639 | 0.4185 | 0.34854 | 0.30251
2012-12-13 03:00 | 0.18604 | 0.10397 | 0.17776 | 0.21962 | 0.52119 | 0.52119 | 0.52119 | 0.52119 | 0.33514 | 0.41721 | 0.34343 | 0.30157
2012-12-13 04:00 | 0.20367 | 0.12821 | 0.18107 | 0.22277 | 0.52119 | 0.52119 | 0.52119 | 0.52119 | 0.31751 | 0.39298 | 0.34012 | 0.29842
2012-12-13 05:00 | 0.22937 | 0.14828 | 0.18289 | 0.22769 | 0.52119 | 0.52119 | 0.52119 | 0.52119 | 0.29181 | 0.37291 | 0.3383 | 0.2935
2012-12-13 06:00 | 0.26774 | 0.2339 | 0.1958 | 0.23161 | 0.52119 | 0.52119 | 0.52119 | 0.52119 | 0.25345 | 0.28729 | 0.32539 | 0.28958
2012-12-13 07:00 | 0.29342 | 0.3056 | 0.19551 | 0.23194 | 0.52119 | 0.52119 | 0.52119 | 0.52119 | 0.22777 | 0.21559 | 0.32568 | 0.28925
2012-12-13 08:00 | 0.30197 | 0.32884 | 0.19287 | 0.23157 | 0.52119 | 0.52119 | 0.52119 | 0.52119 | 0.21922 | 0.19235 | 0.32832 | 0.28961
2012-12-13 09:00 | 0.29917 | 0.33267 | 0.19392 | 0.23142 | 0.52119 | 0.52119 | 0.52119 | 0.52119 | 0.22202 | 0.18852 | 0.32727 | 0.28976
2012-12-13 10:00 | 0.29813 | 0.32735 | 0.20041 | 0.2329 | 0.52119 | 0.52119 | 0.52119 | 0.52119 | 0.22306 | 0.19384 | 0.32077 | 0.28829
2012-12-13 11:00 | 0.29718 | 0.32292 | 0.19773 | 0.23259 | 0.52119 | 0.52119 | 0.52119 | 0.52119 | 0.224 | 0.19827 | 0.32345 | 0.2886
2012-12-13 12:00 | 0.2958 | 0.31937 | 0.19827 | 0.23124 | 0.52119 | 0.52119 | 0.52119 | 0.52119 | 0.22539 | 0.20182 | 0.32292 | 0.28995
2012-12-13 13:00 | 0.29492 | 0.31977 | 0.19467 | 0.23079 | 0.52119 | 0.52119 | 0.52119 | 0.52119 | 0.22627 | 0.20142 | 0.32652 | 0.2904
2012-12-13 14:00 | 0.29422 | 0.31476 | 0.19189 | 0.22821 | 0.52119 | 0.52119 | 0.52119 | 0.52119 | 0.22697 | 0.20643 | 0.32929 | 0.29297
2012-12-13 15:00 | 0.29167 | 0.30937 | 0.19338 | 0.2236 | 0.52119 | 0.52119 | 0.52119 | 0.52119 | 0.22952 | 0.21182 | 0.32781 | 0.29759
2012-12-13 16:00 | 0.2888 | 0.30759 | 0.19901 | 0.22188 | 0.52119 | 0.52119 | 0.52119 | 0.52119 | 0.23239 | 0.2136 | 0.32217 | 0.29931
2012-12-13 17:00 | 0.28305 | 0.29028 | 0.19737 | 0.22068 | 0.52119 | 0.52119 | 0.52119 | 0.52119 | 0.23814 | 0.2309 | 0.32382 | 0.30051
2012-12-13 18:00 | 0.25025 | 0.25759 | 0.18878 | 0.22014 | 0.52119 | 0.52119 | 0.52119 | 0.52119 | 0.27094 | 0.26359 | 0.33241 | 0.30105
2012-12-13 19:00 | 0.22826 | 0.21095 | 0.18435 | 0.21595 | 0.52119 | 0.52119 | 0.52119 | 0.52119 | 0.29293 | 0.31024 | 0.33683 | 0.30524
2012-12-13 20:00 | 0.21342 | 0.18913 | 0.18156 | 0.21802 | 0.52119 | 0.52119 | 0.52119 | 0.52119 | 0.30777 | 0.33206 | 0.33962 | 0.30317
2012-12-13 21:00 | 0.20114 | 0.179 | 0.17911 | 0.21773 | 0.52119 | 0.52119 | 0.52119 | 0.52119 | 0.32005 | 0.34219 | 0.34208 | 0.30346
2012-12-13 22:00 | 0.18903 | 0.14243 | 0.17473 | 0.21513 | 0.52119 | 0.52119 | 0.52119 | 0.52119 | 0.33216 | 0.37876 | 0.34646 | 0.30606
2012-12-13 23:00 | 0.17847 | 0.11195 | 0.16883 | 0.2134 | 0.52119 | 0.52119 | 0.52119 | 0.52119 | 0.34272 | 0.40924 | 0.35236 | 0.30779
2012-12-14 | 0.17624 | 0.10559 | 0.16578 | 0.21693 | 0.52119 | 0.52119 | 0.52119 | 0.52119 | 0.34495 | 0.4156 | 0.35541 | 0.30426
2012-12-14 01:00 | 0.17718 | 0.10117 | 0.1655 | 0.2178 | 0.52119 | 0.52119 | 0.52119 | 0.52119 | 0.344 | 0.42001 | 0.35568 | 0.30338
2012-12-14 02:00 | 0.17393 | 0.10267 | 0.16821 | 0.21715 | 0.52119 | 0.52119 | 0.52119 | 0.52119 | 0.34726 | 0.41852 | 0.35298 | 0.30404
2012-12-14 03:00 | 0.18501 | 0.10396 | 0.17353 | 0.21764 | 0.52119 | 0.52119 | 0.52119 | 0.52119 | 0.33618 | 0.41723 | 0.34766 | 0.30355
2012-12-14 04:00 | 0.20284 | 0.12814 | 0.17611 | 0.22182 | 0.52119 | 0.52119 | 0.52119 | 0.52119 | 0.31835 | 0.39305 | 0.34508 | 0.29937
2012-12-14 05:00 | 0.2289 | 0.1484 | 0.18073 | 0.22746 | 0.52119 | 0.52119 | 0.52119 | 0.52119 | 0.29229 | 0.37279 | 0.34046 | 0.29372
2012-12-14 06:00 | 0.2674 | 0.23407 | 0.19881 | 0.23139 | 0.52119 | 0.52119 | 0.52119 | 0.52119 | 0.25378 | 0.28712 | 0.32238 | 0.2898
2012-12-14 07:00 | 0.29293 | 0.3055 | 0.19401 | 0.23027 | 0.52119 | 0.52119 | 0.52119 | 0.52119 | 0.22826 | 0.21569 | 0.32718 | 0.29091
2012-12-14 08:00 | 0.30115 | 0.32856 | 0.18995 | 0.22976 | 0.52119 | 0.52119 | 0.52119 | 0.52119 | 0.22004 | 0.19263 | 0.33124 | 0.29143
2012-12-14 09:00 | 0.29798 | 0.33157 | 0.18928 | 0.22958 | 0.52119 | 0.52119 | 0.52119 | 0.52119 | 0.22321 | 0.18962 | 0.33191 | 0.29161
2012-12-14 10:00 | 0.29739 | 0.32647 | 0.19425 | 0.23074 | 0.52119 | 0.52119 | 0.52119 | 0.52119 | 0.2238 | 0.19472 | 0.32694 | 0.29045
2012-12-14 11:00 | 0.29626 | 0.32329 | 0.18922 | 0.2306 | 0.52119 | 0.52119 | 0.52119 | 0.52119 | 0.22493 | 0.1979 | 0.33197 | 0.29059
2012-12-14 12:00 | 0.29517 | 0.3198 | 0.19615 | 0.23057 | 0.52119 | 0.52119 | 0.52119 | 0.52119 | 0.22602 | 0.20139 | 0.32504 | 0.29062
2012-12-14 13:00 | 0.29419 | 0.31997 | 0.19784 | 0.23073 | 0.52119 | 0.52119 | 0.52119 | 0.52119 | 0.227 | 0.20121 | 0.32335 | 0.29046
2012-12-14 14:00 | 0.29368 | 0.31492 | 0.19589 | 0.22833 | 0.52119 | 0.52119 | 0.52119 | 0.52119 | 0.2275 | 0.20627 | 0.3253 | 0.29286
2012-12-14 15:00 | 0.2912 | 0.30948 | 0.19837 | 0.22476 | 0.52119 | 0.52119 | 0.52119 | 0.52119 | 0.22999 | 0.21171 | 0.32282 | 0.29643
2012-12-14 16:00 | 0.28826 | 0.30777 | 0.20152 | 0.22269 | 0.52119 | 0.52119 | 0.52119 | 0.52119 | 0.23293 | 0.21342 | 0.31967 | 0.2985
2012-12-14 17:00 | 0.28237 | 0.29082 | 0.20113 | 0.22275 | 0.52119 | 0.52119 | 0.52119 | 0.52119 | 0.23881 | 0.23037 | 0.32005 | 0.29843
2012-12-14 18:00 | 0.24976 | 0.2585 | 0.19614 | 0.22147 | 0.52119 | 0.52119 | 0.52119 | 0.52119 | 0.27143 | 0.26268 | 0.32505 | 0.29971
2012-12-14 19:00 | 0.22884 | 0.21233 | 0.1942 | 0.21865 | 0.52119 | 0.52119 | 0.52119 | 0.52119 | 0.29235 | 0.30886 | 0.32699 | 0.30254
2012-12-14 20:00 | 0.21376 | 0.18871 | 0.193 | 0.21917 | 0.52119 | 0.52119 | 0.52119 | 0.52119 | 0.30743 | 0.33247 | 0.32819 | 0.30201
2012-12-14 21:00 | 0.20108 | 0.17874 | 0.1915 | 0.21905 | 0.52119 | 0.52119 | 0.52119 | 0.52119 | 0.3201 | 0.34245 | 0.32969 | 0.30213
2012-12-14 22:00 | 0.1894 | 0.14209 | 0.1881 | 0.21617 | 0.52119 | 0.52119 | 0.52119 | 0.52119 | 0.33178 | 0.3791 | 0.33308 | 0.30502
2012-12-14 23:00 | 0.17904 | 0.11183 | 0.18211 | 0.21521 | 0.52119 | 0.52119 | 0.52119 | 0.52119 | 0.34215 | 0.40936 | 0.33908 | 0.30598
2012-12-15 | 0.17439 | 0.11252 | 0.17503 | 0.22064 | 0.52119 | 0.52119 | 0.52119 | 0.52119 | 0.3468 | 0.40867 | 0.34616 | 0.30055
2012-12-15 01:00 | 0.17515 | 0.10688 | 0.17073 | 0.22226 | 0.52119 | 0.52119 | 0.52119 | 0.52119 | 0.34604 | 0.41431 | 0.35046 | 0.29892
2012-12-15 02:00 | 0.1756 | 0.10563 | 0.17019 | 0.22137 | 0.52119 | 0.52119 | 0.52119 | 0.52119 | 0.34559 | 0.41555 | 0.351 | 0.29981
2012-12-15 03:00 | 0.17624 | 0.10685 | 0.17174 | 0.22252 | 0.52119 | 0.52119 | 0.52119 | 0.52119 | 0.34495 | 0.41434 | 0.34945 | 0.29867
2012-12-15 04:00 | 0.17763 | 0.11142 | 0.17487 | 0.22231 | 0.52119 | 0.52119 | 0.52119 | 0.52119 | 0.34355 | 0.40977 | 0.34632 | 0.29888
2012-12-15 05:00 | 0.18145 | 0.11512 | 0.18234 | 0.22439 | 0.52119 | 0.52119 | 0.52119 | 0.52119 | 0.33974 | 0.40607 | 0.33884 | 0.2968
2012-12-15 06:00 | 0.19375 | 0.13083 | 0.18706 | 0.22564 | 0.52119 | 0.52119 | 0.52119 | 0.52119 | 0.32744 | 0.39035 | 0.33413 | 0.29555
2012-12-15 07:00 | 0.20877 | 0.16643 | 0.18605 | 0.22485 | 0.52119 | 0.52119 | 0.52119 | 0.52119 | 0.31242 | 0.35476 | 0.33514 | 0.29634
2012-12-15 08:00 | 0.2259 | 0.21475 | 0.19582 | 0.22645 | 0.52119 | 0.52119 | 0.52119 | 0.52119 | 0.29529 | 0.30644 | 0.32537 | 0.29474
2012-12-15 09:00 | 0.23604 | 0.23786 | 0.18919 | 0.22786 | 0.52119 | 0.52119 | 0.52119 | 0.52119 | 0.28515 | 0.28333 | 0.332 | 0.29333
2012-12-15 10:00 | 0.24133 | 0.24116 | 0.18691 | 0.22851 | 0.52119 | 0.52119 | 0.52119 | 0.52119 | 0.27985 | 0.28003 | 0.33428 | 0.29268
2012-12-15 11:00 | 0.24338 | 0.24393 | 0.18511 | 0.229 | 0.52119 | 0.52119 | 0.52119 | 0.52119 | 0.27781 | 0.27726 | 0.33608 | 0.29218
2012-12-15 12:00 | 0.24326 | 0.23996 | 0.18168 | 0.22775 | 0.52119 | 0.52119 | 0.52119 | 0.52119 | 0.27793 | 0.28123 | 0.33951 | 0.29344
2012-12-15 13:00 | 0.23967 | 0.22924 | 0.17678 | 0.22528 | 0.52119 | 0.52119 | 0.52119 | 0.52119 | 0.28152 | 0.29195 | 0.34441 | 0.29591
2012-12-15 14:00 | 0.23391 | 0.22216 | 0.17648 | 0.2219 | 0.52119 | 0.52119 | 0.52119 | 0.52119 | 0.28728 | 0.29903 | 0.3447 | 0.29929
2012-12-15 15:00 | 0.22578 | 0.19549 | 0.1737 | 0.22008 | 0.52119 | 0.52119 | 0.52119 | 0.52119 | 0.29541 | 0.3257 | 0.34749 | 0.30111
2012-12-15 16:00 | 0.22109 | 0.17718 | 0.17522 | 0.22029 | 0.52119 | 0.52119 | 0.52119 | 0.52119 | 0.3001 | 0.34401 | 0.34596 | 0.30089
2012-12-15 17:00 | 0.21227 | 0.16275 | 0.17234 | 0.21815 | 0.52119 | 0.52119 | 0.52119 | 0.52119 | 0.30892 | 0.35844 | 0.34885 | 0.30304
2012-12-15 18:00 | 0.20784 | 0.15446 | 0.1713 | 0.21521 | 0.52119 | 0.52119 | 0.52119 | 0.52119 | 0.31335 | 0.36673 | 0.34988 | 0.30598
2012-12-15 19:00 | 0.19739 | 0.14314 | 0.18018 | 0.21536 | 0.52119 | 0.52119 | 0.52119 | 0.52119 | 0.3238 | 0.37805 | 0.34101 | 0.30583
2012-12-15 20:00 | 0.19641 | 0.13605 | 0.17994 | 0.21728 | 0.52119 | 0.52119 | 0.52119 | 0.52119 | 0.32478 | 0.38514 | 0.34125 | 0.30391
2012-12-15 21:00 | 0.19253 | 0.13171 | 0.18333 | 0.21753 | 0.52119 | 0.52119 | 0.52119 | 0.52119 | 0.32866 | 0.38948 | 0.33786 | 0.30365
2012-12-15 22:00 | 0.18967 | 0.12712 | 0.18504 | 0.21692 | 0.52119 | 0.52119 | 0.52119 | 0.52119 | 0.33152 | 0.39407 | 0.33615 | 0.30427
2012-12-15 23:00 | 0.18916 | 0.1151 | 0.17933 | 0.21922 | 0.52119 | 0.52119 | 0.52119 | 0.52119 | 0.33202 | 0.40609 | 0.34186 | 0.30197
2012-12-16 | 0.17474 | 0.11204 | 0.1718 | 0.21684 | 0.52119 | 0.52119 | 0.52119 | 0.52119 | 0.34645 | 0.40915 | 0.34939 | 0.30435
2012-12-16 01:00 | 0.17538 | 0.10663 | 0.16724 | 0.21864 | 0.52119 | 0.52119 | 0.52119 | 0.52119 | 0.34581 | 0.41456 | 0.35395 | 0.30255
2012-12-16 02:00 | 0.17578 | 0.10558 | 0.16703 | 0.2192 | 0.52119 | 0.52119 | 0.52119 | 0.52119 | 0.34541 | 0.41561 | 0.35416 | 0.30198
2012-12-16 03:00 | 0.17644 | 0.107 | 0.16847 | 0.21904 | 0.52119 | 0.52119 | 0.52119 | 0.52119 | 0.34475 | 0.41419 | 0.35272 | 0.30214
2012-12-16 04:00 | 0.17796 | 0.11179 | 0.17107 | 0.22022 | 0.52119 | 0.52119 | 0.52119 | 0.52119 | 0.34323 | 0.4094 | 0.35012 | 0.30097
2012-12-16 05:00 | 0.18161 | 0.11498 | 0.18201 | 0.22189 | 0.52119 | 0.52119 | 0.52119 | 0.52119 | 0.33958 | 0.4062 | 0.33918 | 0.2993
2012-12-16 06:00 | 0.19428 | 0.1302 | 0.18829 | 0.22316 | 0.52119 | 0.52119 | 0.52119 | 0.52119 | 0.32691 | 0.39099 | 0.3329 | 0.29803
2012-12-16 07:00 | 0.20937 | 0.16625 | 0.18699 | 0.22461 | 0.52119 | 0.52119 | 0.52119 | 0.52119 | 0.31181 | 0.35494 | 0.33419 | 0.29657
2012-12-16 08:00 | 0.22657 | 0.21492 | 0.19626 | 0.22668 | 0.52119 | 0.52119 | 0.52119 | 0.52119 | 0.29461 | 0.30626 | 0.32493 | 0.29451
2012-12-16 09:00 | 0.23767 | 0.23833 | 0.18805 | 0.22844 | 0.52119 | 0.52119 | 0.52119 | 0.52119 | 0.28351 | 0.28286 | 0.33314 | 0.29274
2012-12-16 10:00 | 0.24288 | 0.24016 | 0.18568 | 0.22875 | 0.52119 | 0.52119 | 0.52119 | 0.52119 | 0.27831 | 0.28103 | 0.33551 | 0.29244
2012-12-16 11:00 | 0.24457 | 0.24317 | 0.18572 | 0.22958 | 0.52119 | 0.52119 | 0.52119 | 0.52119 | 0.27661 | 0.27801 | 0.33547 | 0.29161
2012-12-16 12:00 | 0.24481 | 0.23867 | 0.18265 | 0.2285 | 0.52119 | 0.52119 | 0.52119 | 0.52119 | 0.27638 | 0.28251 | 0.33854 | 0.29269
2012-12-16 13:00 | 0.24146 | 0.2278 | 0.18853 | 0.22638 | 0.52119 | 0.52119 | 0.52119 | 0.52119 | 0.27973 | 0.29338 | 0.33266 | 0.29481
2012-12-16 14:00 | 0.23478 | 0.22109 | 0.17937 | 0.22288 | 0.52119 | 0.52119 | 0.52119 | 0.52119 | 0.28641 | 0.3001 | 0.34182 | 0.29831
2012-12-16 15:00 | 0.22645 | 0.19493 | 0.18715 | 0.22177 | 0.52119 | 0.52119 | 0.52119 | 0.52119 | 0.29473 | 0.32626 | 0.33404 | 0.29942
2012-12-16 16:00 | 0.2216 | 0.17805 | 0.18543 | 0.2221 | 0.52119 | 0.52119 | 0.52119 | 0.52119 | 0.29959 | 0.34314 | 0.33575 | 0.29909
2012-12-16 17:00 | 0.21286 | 0.16386 | 0.17393 | 0.21971 | 0.52119 | 0.52119 | 0.52119 | 0.52119 | 0.30832 | 0.35733 | 0.34726 | 0.30147
2012-12-16 18:00 | 0.20816 | 0.15549 | 0.17223 | 0.21595 | 0.52119 | 0.52119 | 0.52119 | 0.52119 | 0.31303 | 0.3657 | 0.34896 | 0.30524
2012-12-16 19:00 | 0.19811 | 0.14402 | 0.18049 | 0.21638 | 0.52119 | 0.52119 | 0.52119 | 0.52119 | 0.32308 | 0.37717 | 0.3407 | 0.30481
2012-12-16 20:00 | 0.19701 | 0.13696 | 0.1802 | 0.2185 | 0.52119 | 0.52119 | 0.52119 | 0.52119 | 0.32418 | 0.38422 | 0.34098 | 0.30269
2012-12-16 21:00 | 0.19239 | 0.13255 | 0.18373 | 0.21881 | 0.52119 | 0.52119 | 0.52119 | 0.52119 | 0.3288 | 0.38863 | 0.33746 | 0.30238
2012-12-16 22:00 | 0.18972 | 0.12749 | 0.18311 | 0.21964 | 0.52119 | 0.52119 | 0.52119 | 0.52119 | 0.33147 | 0.3937 | 0.33807 | 0.30155
2012-12-16 23:00 | 0.18926 | 0.11534 | 0.18015 | 0.22169 | 0.52119 | 0.52119 | 0.52119 | 0.52119 | 0.33193 | 0.40585 | 0.34104 | 0.2995
2012-12-17 | 0.17757 | 0.10573 | 0.17229 | 0.21812 | 0.52119 | 0.52119 | 0.52119 | 0.52119 | 0.34362 | 0.41546 | 0.3489 | 0.30307
2012-12-17 01:00 | 0.17841 | 0.10114 | 0.17331 | 0.21874 | 0.52119 | 0.52119 | 0.52119 | 0.52119 | 0.34278 | 0.42004 | 0.34788 | 0.30244
2012-12-17 02:00 | 0.17563 | 0.10268 | 0.17503 | 0.22037 | 0.52119 | 0.52119 | 0.52119 | 0.52119 | 0.34555 | 0.4185 | 0.34615 | 0.30082
2012-12-17 03:00 | 0.18667 | 0.10392 | 0.181 | 0.22186 | 0.52119 | 0.52119 | 0.52119 | 0.52119 | 0.33452 | 0.41727 | 0.34018 | 0.29933
2012-12-17 04:00 | 0.20484 | 0.12812 | 0.18298 | 0.22422 | 0.52119 | 0.52119 | 0.52119 | 0.52119 | 0.31634 | 0.39307 | 0.33821 | 0.29697
2012-12-17 05:00 | 0.2315 | 0.14844 | 0.18683 | 0.22962 | 0.52119 | 0.52119 | 0.52119 | 0.52119 | 0.28968 | 0.37274 | 0.33436 | 0.29157
2012-12-17 06:00 | 0.27012 | 0.23416 | 0.19632 | 0.23407 | 0.52119 | 0.52119 | 0.52119 | 0.52119 | 0.25107 | 0.28703 | 0.32487 | 0.28712
2012-12-17 07:00 | 0.29381 | 0.3047 | 0.1948 | 0.23683 | 0.52119 | 0.52119 | 0.52119 | 0.52119 | 0.22738 | 0.21649 | 0.32639 | 0.28436
2012-12-17 08:00 | 0.30074 | 0.3285 | 0.19289 | 0.23766 | 0.52119 | 0.52119 | 0.52119 | 0.52119 | 0.22045 | 0.19268 | 0.3283 | 0.28353
2012-12-17 09:00 | 0.29835 | 0.32928 | 0.19201 | 0.23758 | 0.52119 | 0.52119 | 0.52119 | 0.52119 | 0.22284 | 0.19191 | 0.32918 | 0.2836
2012-12-17 10:00 | 0.29676 | 0.32367 | 0.18987 | 0.23741 | 0.52119 | 0.52119 | 0.52119 | 0.52119 | 0.22443 | 0.19752 | 0.33132 | 0.28378
2012-12-17 11:00 | 0.29585 | 0.31889 | 0.18858 | 0.2355 | 0.52119 | 0.52119 | 0.52119 | 0.52119 | 0.22534 | 0.2023 | 0.3326 | 0.28569
2012-12-17 12:00 | 0.29411 | 0.31542 | 0.18756 | 0.23278 | 0.52119 | 0.52119 | 0.52119 | 0.52119 | 0.22708 | 0.20577 | 0.33363 | 0.28841
2012-12-17 13:00 | 0.29319 | 0.31599 | 0.19191 | 0.23132 | 0.52119 | 0.52119 | 0.52119 | 0.52119 | 0.228 | 0.20519 | 0.32927 | 0.28987
2012-12-17 14:00 | 0.29328 | 0.3135 | 0.19252 | 0.22956 | 0.52119 | 0.52119 | 0.52119 | 0.52119 | 0.22791 | 0.20769 | 0.32867 | 0.29163
2012-12-17 15:00 | 0.29082 | 0.30839 | 0.19486 | 0.2276 | 0.52119 | 0.52119 | 0.52119 | 0.52119 | 0.23037 | 0.2128 | 0.32632 | 0.29358
2012-12-17 16:00 | 0.2882 | 0.30681 | 0.19689 | 0.22617 | 0.52119 | 0.52119 | 0.52119 | 0.52119 | 0.23299 | 0.21438 | 0.3243 | 0.29501
2012-12-17 17:00 | 0.2826 | 0.2906 | 0.19358 | 0.22585 | 0.52119 | 0.52119 | 0.52119 | 0.52119 | 0.23859 | 0.23059 | 0.32761 | 0.29534
2012-12-17 18:00 | 0.25076 | 0.25743 | 0.19087 | 0.22166 | 0.52119 | 0.52119 | 0.52119 | 0.52119 | 0.27043 | 0.26376 | 0.33031 | 0.29953
2012-12-17 19:00 | 0.22869 | 0.21101 | 0.18879 | 0.22037 | 0.52119 | 0.52119 | 0.52119 | 0.52119 | 0.2925 | 0.31018 | 0.33239 | 0.30082
2012-12-17 20:00 | 0.21378 | 0.18766 | 0.18713 | 0.22223 | 0.52119 | 0.52119 | 0.52119 | 0.52119 | 0.3074 | 0.33353 | 0.33406 | 0.29896
2012-12-17 21:00 | 0.20146 | 0.17785 | 0.18942 | 0.22149 | 0.52119 | 0.52119 | 0.52119 | 0.52119 | 0.31972 | 0.34334 | 0.33177 | 0.2997
2012-12-17 22:00 | 0.18966 | 0.1414 | 0.18506 | 0.21907 | 0.52119 | 0.52119 | 0.52119 | 0.52119 | 0.33153 | 0.37979 | 0.33612 | 0.30212
2012-12-17 23:00 | 0.17919 | 0.11131 | 0.18217 | 0.21603 | 0.52119 | 0.52119 | 0.52119 | 0.52119 | 0.342 | 0.40988 | 0.33902 | 0.30516
2012-12-18 | 0.17708 | 0.10475 | 0.17142 | 0.21734 | 0.52119 | 0.52119 | 0.52119 | 0.52119 | 0.34411 | 0.41644 | 0.34977 | 0.30384
2012-12-18 01:00 | 0.1779 | 0.10111 | 0.17391 | 0.21784 | 0.52119 | 0.52119 | 0.52119 | 0.52119 | 0.34329 | 0.42008 | 0.34728 | 0.30335
2012-12-18 02:00 | 0.17551 | 0.10258 | 0.17803 | 0.21939 | 0.52119 | 0.52119 | 0.52119 | 0.52119 | 0.34568 | 0.41861 | 0.34316 | 0.3018
2012-12-18 03:00 | 0.18676 | 0.10389 | 0.18208 | 0.22053 | 0.52119 | 0.52119 | 0.52119 | 0.52119 | 0.33443 | 0.4173 | 0.33911 | 0.30066
2012-12-18 04:00 | 0.20456 | 0.12813 | 0.18331 | 0.22278 | 0.52119 | 0.52119 | 0.52119 | 0.52119 | 0.31663 | 0.39306 | 0.33788 | 0.29841
2012-12-18 05:00 | 0.2303 | 0.14841 | 0.18788 | 0.22763 | 0.52119 | 0.52119 | 0.52119 | 0.52119 | 0.29089 | 0.37277 | 0.33331 | 0.29356
2012-12-18 06:00 | 0.26848 | 0.23413 | 0.1991 | 0.23211 | 0.52119 | 0.52119 | 0.52119 | 0.52119 | 0.25271 | 0.28705 | 0.32208 | 0.28908
2012-12-18 07:00 | 0.29286 | 0.3058 | 0.19723 | 0.23372 | 0.52119 | 0.52119 | 0.52119 | 0.52119 | 0.22833 | 0.21538 | 0.32396 | 0.28747
2012-12-18 08:00 | 0.30055 | 0.32881 | 0.19777 | 0.23385 | 0.52119 | 0.52119 | 0.52119 | 0.52119 | 0.22063 | 0.19238 | 0.32342 | 0.28734
2012-12-18 09:00 | 0.29811 | 0.33356 | 0.19906 | 0.23422 | 0.52119 | 0.52119 | 0.52119 | 0.52119 | 0.22308 | 0.18763 | 0.32213 | 0.28697
2012-12-18 10:00 | 0.29665 | 0.3279 | 0.19914 | 0.23512 | 0.52119 | 0.52119 | 0.52119 | 0.52119 | 0.22454 | 0.19329 | 0.32205 | 0.28607
2012-12-18 11:00 | 0.29616 | 0.32257 | 0.19999 | 0.23451 | 0.52119 | 0.52119 | 0.52119 | 0.52119 | 0.22503 | 0.19862 | 0.3212 | 0.28668
2012-12-18 12:00 | 0.29479 | 0.31897 | 0.19893 | 0.2319 | 0.52119 | 0.52119 | 0.52119 | 0.52119 | 0.2264 | 0.20222 | 0.32226 | 0.28928
2012-12-18 13:00 | 0.29405 | 0.31942 | 0.20362 | 0.23085 | 0.52119 | 0.52119 | 0.52119 | 0.52119 | 0.22714 | 0.20177 | 0.31757 | 0.29034
2012-12-18 14:00 | 0.29357 | 0.31472 | 0.20021 | 0.22844 | 0.52119 | 0.52119 | 0.52119 | 0.52119 | 0.22762 | 0.20647 | 0.32097 | 0.29275
2012-12-18 15:00 | 0.29116 | 0.30936 | 0.20002 | 0.22569 | 0.52119 | 0.52119 | 0.52119 | 0.52119 | 0.23003 | 0.21183 | 0.32117 | 0.2955
2012-12-18 16:00 | 0.28837 | 0.30774 | 0.20105 | 0.22389 | 0.52119 | 0.52119 | 0.52119 | 0.52119 | 0.23281 | 0.21345 | 0.32014 | 0.2973
2012-12-18 17:00 | 0.28232 | 0.29078 | 0.20077 | 0.22359 | 0.52119 | 0.52119 | 0.52119 | 0.52119 | 0.23887 | 0.23041 | 0.32042 | 0.2976
2012-12-18 18:00 | 0.24834 | 0.2581 | 0.19649 | 0.22134 | 0.52119 | 0.52119 | 0.52119 | 0.52119 | 0.27285 | 0.26308 | 0.3247 | 0.29985
2012-12-18 19:00 | 0.22832 | 0.21176 | 0.19558 | 0.21876 | 0.52119 | 0.52119 | 0.52119 | 0.52119 | 0.29287 | 0.30942 | 0.3256 | 0.30243
2012-12-18 20:00 | 0.21368 | 0.1889 | 0.19386 | 0.21898 | 0.52119 | 0.52119 | 0.52119 | 0.52119 | 0.30751 | 0.33228 | 0.32733 | 0.30221
2012-12-18 21:00 | 0.20148 | 0.17897 | 0.19042 | 0.21846 | 0.52119 | 0.52119 | 0.52119 | 0.52119 | 0.31971 | 0.34222 | 0.33077 | 0.30273
2012-12-18 22:00 | 0.18953 | 0.14248 | 0.18621 | 0.21543 | 0.52119 | 0.52119 | 0.52119 | 0.52119 | 0.33166 | 0.37871 | 0.33498 | 0.30576
2012-12-18 23:00 | 0.17909 | 0.11219 | 0.17976 | 0.21395 | 0.52119 | 0.52119 | 0.52119 | 0.52119 | 0.3421 | 0.409 | 0.34143 | 0.30724
2012-12-19 | 0.17689 | 0.10563 | 0.17154 | 0.21704 | 0.52119 | 0.52119 | 0.52119 | 0.52119 | 0.3443 | 0.41556 | 0.34964 | 0.30414
2012-12-19 01:00 | 0.17782 | 0.10107 | 0.17299 | 0.21776 | 0.52119 | 0.52119 | 0.52119 | 0.52119 | 0.34337 | 0.42012 | 0.3482 | 0.30343
2012-12-19 02:00 | 0.17515 | 0.1026 | 0.17347 | 0.21877 | 0.52119 | 0.52119 | 0.52119 | 0.52119 | 0.34604 | 0.41859 | 0.34772 | 0.30242
2012-12-19 03:00 | 0.18648 | 0.10382 | 0.17835 | 0.21992 | 0.52119 | 0.52119 | 0.52119 | 0.52119 | 0.33471 | 0.41737 | 0.34283 | 0.30127
2012-12-19 04:00 | 0.20416 | 0.12773 | 0.18208 | 0.22264 | 0.52119 | 0.52119 | 0.52119 | 0.52119 | 0.31702 | 0.39345 | 0.33911 | 0.29855
2012-12-19 05:00 | 0.23015 | 0.14828 | 0.18555 | 0.22759 | 0.52119 | 0.52119 | 0.52119 | 0.52119 | 0.29103 | 0.37291 | 0.33563 | 0.2936
2012-12-19 06:00 | 0.26822 | 0.23391 | 0.19678 | 0.23182 | 0.52119 | 0.52119 | 0.52119 | 0.52119 | 0.25297 | 0.28728 | 0.32441 | 0.28937
2012-12-19 07:00 | 0.29347 | 0.30562 | 0.19631 | 0.23239 | 0.52119 | 0.52119 | 0.52119 | 0.52119 | 0.22772 | 0.21557 | 0.32487 | 0.2888
2012-12-19 08:00 | 0.30166 | 0.32828 | 0.1962 | 0.2321 | 0.52119 | 0.52119 | 0.52119 | 0.52119 | 0.21953 | 0.1929 | 0.32499 | 0.28909
2012-12-19 09:00 | 0.29898 | 0.33323 | 0.19844 | 0.23224 | 0.52119 | 0.52119 | 0.52119 | 0.52119 | 0.22221 | 0.18796 | 0.32275 | 0.28895
2012-12-19 10:00 | 0.29745 | 0.32817 | 0.20024 | 0.23378 | 0.52119 | 0.52119 | 0.52119 | 0.52119 | 0.22374 | 0.19302 | 0.32095 | 0.28741
2012-12-19 11:00 | 0.2964 | 0.32299 | 0.2007 | 0.23342 | 0.52119 | 0.52119 | 0.52119 | 0.52119 | 0.22479 | 0.1982 | 0.32048 | 0.28777
2012-12-19 12:00 | 0.2949 | 0.31933 | 0.19953 | 0.23164 | 0.52119 | 0.52119 | 0.52119 | 0.52119 | 0.22629 | 0.20186 | 0.32166 | 0.28954
2012-12-19 13:00 | 0.29383 | 0.31965 | 0.20398 | 0.23071 | 0.52119 | 0.52119 | 0.52119 | 0.52119 | 0.22736 | 0.20153 | 0.31721 | 0.29048
2012-12-19 14:00 | 0.29297 | 0.31472 | 0.20115 | 0.22831 | 0.52119 | 0.52119 | 0.52119 | 0.52119 | 0.22822 | 0.20646 | 0.32003 | 0.29288
2012-12-19 15:00 | 0.29039 | 0.30935 | 0.20075 | 0.22585 | 0.52119 | 0.52119 | 0.52119 | 0.52119 | 0.2308 | 0.21183 | 0.32043 | 0.29534
2012-12-19 16:00 | 0.28771 | 0.30774 | 0.20153 | 0.22399 | 0.52119 | 0.52119 | 0.52119 | 0.52119 | 0.23348 | 0.21345 | 0.31966 | 0.2972
2012-12-19 17:00 | 0.28215 | 0.2913 | 0.19829 | 0.22371 | 0.52119 | 0.52119 | 0.52119 | 0.52119 | 0.23903 | 0.22989 | 0.3229 | 0.29748
2012-12-19 18:00 | 0.24866 | 0.25739 | 0.19468 | 0.22144 | 0.52119 | 0.52119 | 0.52119 | 0.52119 | 0.27253 | 0.2638 | 0.32651 | 0.29975
2012-12-19 19:00 | 0.22834 | 0.2111 | 0.19219 | 0.2187 | 0.52119 | 0.52119 | 0.52119 | 0.52119 | 0.29285 | 0.31009 | 0.329 | 0.30249
2012-12-19 20:00 | 0.2137 | 0.18818 | 0.19108 | 0.21885 | 0.52119 | 0.52119 | 0.52119 | 0.52119 | 0.30748 | 0.33301 | 0.33011 | 0.30234
2012-12-19 21:00 | 0.20143 | 0.17814 | 0.19065 | 0.21849 | 0.52119 | 0.52119 | 0.52119 | 0.52119 | 0.31976 | 0.34305 | 0.33054 | 0.3027
2012-12-19 22:00 | 0.18952 | 0.14159 | 0.18643 | 0.2154 | 0.52119 | 0.52119 | 0.52119 | 0.52119 | 0.33166 | 0.3796 | 0.33475 | 0.30579
2012-12-19 23:00 | 0.1791 | 0.11129 | 0.18053 | 0.2141 | 0.52119 | 0.52119 | 0.52119 | 0.52119 | 0.34209 | 0.4099 | 0.34066 | 0.30709
2012-12-20 | 0.17698 | 0.1046 | 0.16897 | 0.21722 | 0.52119 | 0.52119 | 0.52119 | 0.52119 | 0.3442 | 0.41659 | 0.35222 | 0.30397
2012-12-20 01:00 | 0.17784 | 0.10099 | 0.17111 | 0.21771 | 0.52119 | 0.52119 | 0.52119 | 0.52119 | 0.34335 | 0.4202 | 0.35008 | 0.30348
2012-12-20 02:00 | 0.17498 | 0.10243 | 0.175 | 0.219 | 0.52119 | 0.52119 | 0.52119 | 0.52119 | 0.3462 | 0.41876 | 0.34619 | 0.30219
2012-12-20 03:00 | 0.18622 | 0.10372 | 0.17836 | 0.21996 | 0.52119 | 0.52119 | 0.52119 | 0.52119 | 0.33496 | 0.41747 | 0.34283 | 0.30123
2012-12-20 04:00 | 0.20391 | 0.12761 | 0.18175 | 0.22281 | 0.52119 | 0.52119 | 0.52119 | 0.52119 | 0.31728 | 0.39358 | 0.33943 | 0.29838
2012-12-20 05:00 | 0.23002 | 0.14897 | 0.18549 | 0.22776 | 0.52119 | 0.52119 | 0.52119 | 0.52119 | 0.29117 | 0.37222 | 0.3357 | 0.29343
2012-12-20 06:00 | 0.2678 | 0.23345 | 0.19765 | 0.23183 | 0.52119 | 0.52119 | 0.52119 | 0.52119 | 0.25339 | 0.28774 | 0.32354 | 0.28936
2012-12-20 07:00 | 0.29165 | 0.30598 | 0.19614 | 0.23279 | 0.52119 | 0.52119 | 0.52119 | 0.52119 | 0.22954 | 0.21521 | 0.32505 | 0.2884
2012-12-20 08:00 | 0.30006 | 0.32832 | 0.19769 | 0.2326 | 0.52119 | 0.52119 | 0.52119 | 0.52119 | 0.22113 | 0.19287 | 0.3235 | 0.28859
2012-12-20 09:00 | 0.29716 | 0.33297 | 0.19876 | 0.23302 | 0.52119 | 0.52119 | 0.52119 | 0.52119 | 0.22402 | 0.18822 | 0.32243 | 0.28816
2012-12-20 10:00 | 0.29595 | 0.32735 | 0.20015 | 0.23445 | 0.52119 | 0.52119 | 0.52119 | 0.52119 | 0.22524 | 0.19384 | 0.32104 | 0.28674
2012-12-20 11:00 | 0.29503 | 0.32248 | 0.20043 | 0.23433 | 0.52119 | 0.52119 | 0.52119 | 0.52119 | 0.22616 | 0.19871 | 0.32076 | 0.28686
2012-12-20 12:00 | 0.29345 | 0.31876 | 0.20003 | 0.23213 | 0.52119 | 0.52119 | 0.52119 | 0.52119 | 0.22774 | 0.20243 | 0.32116 | 0.28905
2012-12-20 13:00 | 0.29248 | 0.31924 | 0.19974 | 0.23106 | 0.52119 | 0.52119 | 0.52119 | 0.52119 | 0.22871 | 0.20195 | 0.32145 | 0.29013
2012-12-20 14:00 | 0.29205 | 0.31475 | 0.19657 | 0.22863 | 0.52119 | 0.52119 | 0.52119 | 0.52119 | 0.22914 | 0.20644 | 0.32462 | 0.29255
2012-12-20 15:00 | 0.28979 | 0.30929 | 0.19693 | 0.22554 | 0.52119 | 0.52119 | 0.52119 | 0.52119 | 0.2314 | 0.2119 | 0.32426 | 0.29565
2012-12-20 16:00 | 0.2872 | 0.30757 | 0.19776 | 0.22381 | 0.52119 | 0.52119 | 0.52119 | 0.52119 | 0.23398 | 0.21362 | 0.32343 | 0.29738
2012-12-20 17:00 | 0.28277 | 0.29189 | 0.19772 | 0.22337 | 0.52119 | 0.52119 | 0.52119 | 0.52119 | 0.23841 | 0.22929 | 0.32347 | 0.29782
2012-12-20 18:00 | 0.25034 | 0.25715 | 0.19289 | 0.22124 | 0.52119 | 0.52119 | 0.52119 | 0.52119 | 0.27085 | 0.26404 | 0.3283 | 0.29995
2012-12-20 19:00 | 0.22847 | 0.21033 | 0.19009 | 0.21784 | 0.52119 | 0.52119 | 0.52119 | 0.52119 | 0.29272 | 0.31086 | 0.3311 | 0.30334
2012-12-20 20:00 | 0.21369 | 0.1882 | 0.18762 | 0.21835 | 0.52119 | 0.52119 | 0.52119 | 0.52119 | 0.3075 | 0.33298 | 0.33357 | 0.30284
2012-12-20 21:00 | 0.20144 | 0.17809 | 0.18759 | 0.21785 | 0.52119 | 0.52119 | 0.52119 | 0.52119 | 0.31975 | 0.3431 | 0.3336 | 0.30334
2012-12-20 22:00 | 0.1893 | 0.14163 | 0.18289 | 0.21492 | 0.52119 | 0.52119 | 0.52119 | 0.52119 | 0.33189 | 0.37956 | 0.3383 | 0.30627
2012-12-20 23:00 | 0.17865 | 0.11116 | 0.1767 | 0.21324 | 0.52119 | 0.52119 | 0.52119 | 0.52119 | 0.34254 | 0.41003 | 0.34449 | 0.30795
2012-12-21 | 0.17646 | 0.10455 | 0.16623 | 0.21617 | 0.52119 | 0.52119 | 0.52119 | 0.52119 | 0.34472 | 0.41664 | 0.35496 | 0.30502
2012-12-21 01:00 | 0.1776 | 0.1012 | 0.16334 | 0.21711 | 0.52119 | 0.52119 | 0.52119 | 0.52119 | 0.34359 | 0.41998 | 0.35784 | 0.30408
2012-12-21 02:00 | 0.17444 | 0.10242 | 0.16802 | 0.21718 | 0.52119 | 0.52119 | 0.52119 | 0.52119 | 0.34675 | 0.41876 | 0.35317 | 0.30401
2012-12-21 03:00 | 0.18582 | 0.10377 | 0.17233 | 0.21798 | 0.52119 | 0.52119 | 0.52119 | 0.52119 | 0.33537 | 0.41741 | 0.34886 | 0.30321
2012-12-21 04:00 | 0.20356 | 0.12797 | 0.17675 | 0.22195 | 0.52119 | 0.52119 | 0.52119 | 0.52119 | 0.31763 | 0.39322 | 0.34444 | 0.29924
2012-12-21 05:00 | 0.22931 | 0.149 | 0.17901 | 0.22744 | 0.52119 | 0.52119 | 0.52119 | 0.52119 | 0.29188 | 0.37219 | 0.34218 | 0.29375
2012-12-21 06:00 | 0.26681 | 0.23296 | 0.19369 | 0.23113 | 0.52119 | 0.52119 | 0.52119 | 0.52119 | 0.25438 | 0.28822 | 0.3275 | 0.29006
2012-12-21 07:00 | 0.29137 | 0.30572 | 0.19077 | 0.23056 | 0.52119 | 0.52119 | 0.52119 | 0.52119 | 0.22981 | 0.21547 | 0.33042 | 0.29062
2012-12-21 08:00 | 0.30032 | 0.32864 | 0.18819 | 0.23062 | 0.52119 | 0.52119 | 0.52119 | 0.52119 | 0.22087 | 0.19255 | 0.333 | 0.29057
2012-12-21 09:00 | 0.297 | 0.33322 | 0.19378 | 0.23105 | 0.52119 | 0.52119 | 0.52119 | 0.52119 | 0.22419 | 0.18796 | 0.32741 | 0.29014
2012-12-21 10:00 | 0.29578 | 0.32778 | 0.20038 | 0.23307 | 0.52119 | 0.52119 | 0.52119 | 0.52119 | 0.22541 | 0.1934 | 0.32081 | 0.28812
2012-12-21 11:00 | 0.29495 | 0.32286 | 0.20013 | 0.23338 | 0.52119 | 0.52119 | 0.52119 | 0.52119 | 0.22624 | 0.19833 | 0.32106 | 0.28781
2012-12-21 12:00 | 0.29366 | 0.31919 | 0.20047 | 0.23186 | 0.52119 | 0.52119 | 0.52119 | 0.52119 | 0.22752 | 0.202 | 0.32072 | 0.28933
2012-12-21 13:00 | 0.29272 | 0.31936 | 0.19891 | 0.23108 | 0.52119 | 0.52119 | 0.52119 | 0.52119 | 0.22847 | 0.20183 | 0.32228 | 0.29011
2012-12-21 14:00 | 0.29224 | 0.31488 | 0.19545 | 0.22887 | 0.52119 | 0.52119 | 0.52119 | 0.52119 | 0.22895 | 0.20631 | 0.32574 | 0.29232
2012-12-21 15:00 | 0.29006 | 0.3094 | 0.19626 | 0.22536 | 0.52119 | 0.52119 | 0.52119 | 0.52119 | 0.23113 | 0.21179 | 0.32493 | 0.29583
2012-12-21 16:00 | 0.2873 | 0.3076 | 0.19798 | 0.22363 | 0.52119 | 0.52119 | 0.52119 | 0.52119 | 0.23388 | 0.21359 | 0.32321 | 0.29756
2012-12-21 17:00 | 0.2827 | 0.29187 | 0.19756 | 0.22323 | 0.52119 | 0.52119 | 0.52119 | 0.52119 | 0.23849 | 0.22931 | 0.32362 | 0.29796
2012-12-21 18:00 | 0.24975 | 0.2576 | 0.19241 | 0.22142 | 0.52119 | 0.52119 | 0.52119 | 0.52119 | 0.27144 | 0.26359 | 0.32878 | 0.29977
2012-12-21 19:00 | 0.22878 | 0.21137 | 0.19135 | 0.21863 | 0.52119 | 0.52119 | 0.52119 | 0.52119 | 0.29241 | 0.30982 | 0.32984 | 0.30256
2012-12-21 20:00 | 0.21374 | 0.1881 | 0.19039 | 0.21916 | 0.52119 | 0.52119 | 0.52119 | 0.52119 | 0.30745 | 0.33308 | 0.3308 | 0.30202
2012-12-21 21:00 | 0.20138 | 0.17795 | 0.19133 | 0.21878 | 0.52119 | 0.52119 | 0.52119 | 0.52119 | 0.31981 | 0.34324 | 0.32986 | 0.30241
2012-12-21 22:00 | 0.18961 | 0.14146 | 0.18745 | 0.21583 | 0.52119 | 0.52119 | 0.52119 | 0.52119 | 0.33158 | 0.37973 | 0.33374 | 0.30536
2012-12-21 23:00 | 0.17921 | 0.11118 | 0.18138 | 0.21458 | 0.52119 | 0.52119 | 0.52119 | 0.52119 | 0.34197 | 0.41001 | 0.33981 | 0.3066
2012-12-22 | 0.17475 | 0.11376 | 0.17331 | 0.21926 | 0.52119 | 0.52119 | 0.52119 | 0.52119 | 0.34643 | 0.40743 | 0.34788 | 0.30193
2012-12-22 01:00 | 0.17528 | 0.10859 | 0.16854 | 0.22079 | 0.52119 | 0.52119 | 0.52119 | 0.52119 | 0.34591 | 0.4126 | 0.35265 | 0.30039
2012-12-22 02:00 | 0.17672 | 0.10759 | 0.16565 | 0.2207 | 0.52119 | 0.52119 | 0.52119 | 0.52119 | 0.34447 | 0.4136 | 0.35554 | 0.30049
2012-12-22 03:00 | 0.17762 | 0.10698 | 0.16971 | 0.22124 | 0.52119 | 0.52119 | 0.52119 | 0.52119 | 0.34357 | 0.41421 | 0.35148 | 0.29995
2012-12-22 04:00 | 0.17888 | 0.11101 | 0.17052 | 0.22195 | 0.52119 | 0.52119 | 0.52119 | 0.52119 | 0.34231 | 0.41018 | 0.35067 | 0.29924
2012-12-22 05:00 | 0.18399 | 0.11561 | 0.18222 | 0.22415 | 0.52119 | 0.52119 | 0.52119 | 0.52119 | 0.33719 | 0.40558 | 0.33897 | 0.29704
2012-12-22 06:00 | 0.19521 | 0.13253 | 0.18455 | 0.22487 | 0.52119 | 0.52119 | 0.52119 | 0.52119 | 0.32597 | 0.38866 | 0.33664 | 0.29632
2012-12-22 07:00 | 0.21016 | 0.16771 | 0.18577 | 0.22511 | 0.52119 | 0.52119 | 0.52119 | 0.52119 | 0.31103 | 0.35348 | 0.33541 | 0.29608
2012-12-22 08:00 | 0.22567 | 0.21603 | 0.19579 | 0.22743 | 0.52119 | 0.52119 | 0.52119 | 0.52119 | 0.29552 | 0.30516 | 0.3254 | 0.29376
2012-12-22 09:00 | 0.23516 | 0.23962 | 0.19379 | 0.23087 | 0.52119 | 0.52119 | 0.52119 | 0.52119 | 0.28603 | 0.28157 | 0.3274 | 0.29032
2012-12-22 10:00 | 0.23986 | 0.24179 | 0.18894 | 0.22966 | 0.52119 | 0.52119 | 0.52119 | 0.52119 | 0.28133 | 0.27939 | 0.33224 | 0.29153
2012-12-22 11:00 | 0.24273 | 0.24214 | 0.18779 | 0.23081 | 0.52119 | 0.52119 | 0.52119 | 0.52119 | 0.27846 | 0.27905 | 0.33339 | 0.29038
2012-12-22 12:00 | 0.24238 | 0.23775 | 0.18603 | 0.22964 | 0.52119 | 0.52119 | 0.52119 | 0.52119 | 0.27881 | 0.28344 | 0.33516 | 0.29155
2012-12-22 13:00 | 0.23877 | 0.22694 | 0.18512 | 0.22752 | 0.52119 | 0.52119 | 0.52119 | 0.52119 | 0.28242 | 0.29425 | 0.33607 | 0.29367
2012-12-22 14:00 | 0.23484 | 0.22025 | 0.18161 | 0.22363 | 0.52119 | 0.52119 | 0.52119 | 0.52119 | 0.28635 | 0.30094 | 0.33957 | 0.29756
2012-12-22 15:00 | 0.22684 | 0.19371 | 0.18666 | 0.22318 | 0.52119 | 0.52119 | 0.52119 | 0.52119 | 0.29435 | 0.32748 | 0.33452 | 0.29801
2012-12-22 16:00 | 0.22198 | 0.17643 | 0.18885 | 0.22344 | 0.52119 | 0.52119 | 0.52119 | 0.52119 | 0.29921 | 0.34476 | 0.33234 | 0.29775
2012-12-22 17:00 | 0.21279 | 0.16222 | 0.1856 | 0.22121 | 0.52119 | 0.52119 | 0.52119 | 0.52119 | 0.30839 | 0.35897 | 0.33559 | 0.29998
2012-12-22 18:00 | 0.20781 | 0.15416 | 0.18709 | 0.21665 | 0.52119 | 0.52119 | 0.52119 | 0.52119 | 0.31338 | 0.36703 | 0.3341 | 0.30454
2012-12-22 19:00 | 0.19786 | 0.14295 | 0.18134 | 0.21674 | 0.52119 | 0.52119 | 0.52119 | 0.52119 | 0.32333 | 0.37824 | 0.33984 | 0.30445
2012-12-22 20:00 | 0.19656 | 0.13591 | 0.18148 | 0.21964 | 0.52119 | 0.52119 | 0.52119 | 0.52119 | 0.32462 | 0.38528 | 0.33971 | 0.30155
2012-12-22 21:00 | 0.19265 | 0.13145 | 0.18503 | 0.22024 | 0.52119 | 0.52119 | 0.52119 | 0.52119 | 0.32853 | 0.38974 | 0.33616 | 0.30095
2012-12-22 22:00 | 0.18993 | 0.1262 | 0.18827 | 0.22101 | 0.52119 | 0.52119 | 0.52119 | 0.52119 | 0.33126 | 0.39499 | 0.33292 | 0.30018
2012-12-22 23:00 | 0.18984 | 0.11785 | 0.18213 | 0.22183 | 0.52119 | 0.52119 | 0.52119 | 0.52119 | 0.33135 | 0.40334 | 0.33905 | 0.29936
2012-12-23 | 0.17445 | 0.11475 | 0.17626 | 0.22159 | 0.52119 | 0.52119 | 0.52119 | 0.52119 | 0.34674 | 0.40644 | 0.34493 | 0.2996
2012-12-23 01:00 | 0.1735 | 0.10862 | 0.17096 | 0.22226 | 0.52119 | 0.52119 | 0.52119 | 0.52119 | 0.34769 | 0.41257 | 0.35023 | 0.29892
2012-12-23 02:00 | 0.17672 | 0.10695 | 0.1705 | 0.22184 | 0.52119 | 0.52119 | 0.52119 | 0.52119 | 0.34447 | 0.41424 | 0.35069 | 0.29935
2012-12-23 03:00 | 0.17764 | 0.10709 | 0.17183 | 0.22303 | 0.52119 | 0.52119 | 0.52119 | 0.52119 | 0.34355 | 0.4141 | 0.34936 | 0.29816
2012-12-23 04:00 | 0.17892 | 0.11187 | 0.1729 | 0.22285 | 0.52119 | 0.52119 | 0.52119 | 0.52119 | 0.34226 | 0.40932 | 0.34829 | 0.29834
2012-12-23 05:00 | 0.18232 | 0.11524 | 0.18321 | 0.22434 | 0.52119 | 0.52119 | 0.52119 | 0.52119 | 0.33887 | 0.40595 | 0.33798 | 0.29685
2012-12-23 06:00 | 0.19536 | 0.13061 | 0.18825 | 0.22618 | 0.52119 | 0.52119 | 0.52119 | 0.52119 | 0.32583 | 0.39058 | 0.33293 | 0.29501
2012-12-23 07:00 | 0.21056 | 0.16662 | 0.18699 | 0.22642 | 0.52119 | 0.52119 | 0.52119 | 0.52119 | 0.31063 | 0.35457 | 0.3342 | 0.29477
2012-12-23 08:00 | 0.227 | 0.21499 | 0.1966 | 0.22882 | 0.52119 | 0.52119 | 0.52119 | 0.52119 | 0.29419 | 0.3062 | 0.32458 | 0.29237
2012-12-23 09:00 | 0.23718 | 0.23806 | 0.19081 | 0.23169 | 0.52119 | 0.52119 | 0.52119 | 0.52119 | 0.284 | 0.28313 | 0.33038 | 0.2895
2012-12-23 10:00 | 0.24227 | 0.23852 | 0.1869 | 0.23009 | 0.52119 | 0.52119 | 0.52119 | 0.52119 | 0.27892 | 0.28267 | 0.33429 | 0.2911
2012-12-23 11:00 | 0.24402 | 0.23985 | 0.18846 | 0.2315 | 0.52119 | 0.52119 | 0.52119 | 0.52119 | 0.27716 | 0.28134 | 0.33273 | 0.28969
2012-12-23 12:00 | 0.24419 | 0.23556 | 0.18716 | 0.23026 | 0.52119 | 0.52119 | 0.52119 | 0.52119 | 0.27699 | 0.28563 | 0.33403 | 0.29092
2012-12-23 13:00 | 0.24112 | 0.2253 | 0.18392 | 0.22777 | 0.52119 | 0.52119 | 0.52119 | 0.52119 | 0.28007 | 0.29589 | 0.33727 | 0.29342
2012-12-23 14:00 | 0.23506 | 0.21893 | 0.18353 | 0.22388 | 0.52119 | 0.52119 | 0.52119 | 0.52119 | 0.28613 | 0.30226 | 0.33766 | 0.29731
2012-12-23 15:00 | 0.22702 | 0.1929 | 0.18596 | 0.2234 | 0.52119 | 0.52119 | 0.52119 | 0.52119 | 0.29416 | 0.32829 | 0.33523 | 0.29778
2012-12-23 16:00 | 0.22196 | 0.17726 | 0.18908 | 0.22351 | 0.52119 | 0.52119 | 0.52119 | 0.52119 | 0.29923 | 0.34393 | 0.3321 | 0.29768
2012-12-23 17:00 | 0.21308 | 0.16287 | 0.18549 | 0.22137 | 0.52119 | 0.52119 | 0.52119 | 0.52119 | 0.30811 | 0.35832 | 0.3357 | 0.29982
2012-12-23 18:00 | 0.20827 | 0.15443 | 0.18863 | 0.21665 | 0.52119 | 0.52119 | 0.52119 | 0.52119 | 0.31292 | 0.36676 | 0.33256 | 0.30454
2012-12-23 19:00 | 0.19852 | 0.1433 | 0.18317 | 0.21655 | 0.52119 | 0.52119 | 0.52119 | 0.52119 | 0.32267 | 0.37789 | 0.33802 | 0.30463
2012-12-23 20:00 | 0.19692 | 0.13616 | 0.18245 | 0.21944 | 0.52119 | 0.52119 | 0.52119 | 0.52119 | 0.32427 | 0.38503 | 0.33874 | 0.30175
2012-12-23 21:00 | 0.19279 | 0.13174 | 0.18623 | 0.21921 | 0.52119 | 0.52119 | 0.52119 | 0.52119 | 0.3284 | 0.38945 | 0.33496 | 0.30198
2012-12-23 22:00 | 0.1899 | 0.12688 | 0.18962 | 0.22087 | 0.52119 | 0.52119 | 0.52119 | 0.52119 | 0.33128 | 0.3943 | 0.33157 | 0.30032
2012-12-23 23:00 | 0.19002 | 0.11529 | 0.18409 | 0.22114 | 0.52119 | 0.52119 | 0.52119 | 0.52119 | 0.33117 | 0.4059 | 0.3371 | 0.30004
2012-12-24 | 0.17803 | 0.10528 | 0.17199 | 0.21906 | 0.52119 | 0.52119 | 0.52119 | 0.52119 | 0.34315 | 0.41591 | 0.3492 | 0.30213
2012-12-24 01:00 | 0.17889 | 0.1011 | 0.1722 | 0.22 | 0.52119 | 0.52119 | 0.52119 | 0.52119 | 0.3423 | 0.42009 | 0.34899 | 0.30119
2012-12-24 02:00 | 0.17604 | 0.10265 | 0.17572 | 0.22164 | 0.52119 | 0.52119 | 0.52119 | 0.52119 | 0.34514 | 0.41854 | 0.34547 | 0.29955
2012-12-24 03:00 | 0.18661 | 0.10388 | 0.1804 | 0.22322 | 0.52119 | 0.52119 | 0.52119 | 0.52119 | 0.33458 | 0.4173 | 0.34079 | 0.29797
2012-12-24 04:00 | 0.20492 | 0.12808 | 0.18305 | 0.22753 | 0.52119 | 0.52119 | 0.52119 | 0.52119 | 0.31627 | 0.39311 | 0.33813 | 0.29366
2012-12-24 05:00 | 0.23134 | 0.14845 | 0.18632 | 0.2325 | 0.52119 | 0.52119 | 0.52119 | 0.52119 | 0.28985 | 0.37273 | 0.33487 | 0.28868
2012-12-24 06:00 | 0.27009 | 0.23425 | 0.19331 | 0.23561 | 0.52119 | 0.52119 | 0.52119 | 0.52119 | 0.25109 | 0.28694 | 0.32788 | 0.28558
2012-12-24 07:00 | 0.29397 | 0.3035 | 0.19294 | 0.2389 | 0.52119 | 0.52119 | 0.52119 | 0.52119 | 0.22722 | 0.21769 | 0.32825 | 0.28229
2012-12-24 08:00 | 0.30106 | 0.32723 | 0.18991 | 0.23911 | 0.52119 | 0.52119 | 0.52119 | 0.52119 | 0.22013 | 0.19396 | 0.33127 | 0.28208
2012-12-24 09:00 | 0.29863 | 0.32693 | 0.19135 | 0.23732 | 0.52119 | 0.52119 | 0.52119 | 0.52119 | 0.22256 | 0.19426 | 0.32984 | 0.28387
2012-12-24 10:00 | 0.29718 | 0.32266 | 0.18814 | 0.23625 | 0.52119 | 0.52119 | 0.52119 | 0.52119 | 0.224 | 0.19853 | 0.33304 | 0.28494
2012-12-24 11:00 | 0.29598 | 0.31811 | 0.1876 | 0.23454 | 0.52119 | 0.52119 | 0.52119 | 0.52119 | 0.22521 | 0.20308 | 0.33359 | 0.28664
2012-12-24 12:00 | 0.29395 | 0.31457 | 0.18706 | 0.23282 | 0.52119 | 0.52119 | 0.52119 | 0.52119 | 0.22724 | 0.20662 | 0.33413 | 0.28837
2012-12-24 13:00 | 0.29289 | 0.31514 | 0.18965 | 0.23128 | 0.52119 | 0.52119 | 0.52119 | 0.52119 | 0.2283 | 0.20605 | 0.33154 | 0.2899
2012-12-24 14:00 | 0.29317 | 0.31259 | 0.18975 | 0.22972 | 0.52119 | 0.52119 | 0.52119 | 0.52119 | 0.22802 | 0.2086 | 0.33144 | 0.29147
2012-12-24 15:00 | 0.29098 | 0.3074 | 0.19048 | 0.22801 | 0.52119 | 0.52119 | 0.52119 | 0.52119 | 0.2302 | 0.21379 | 0.33071 | 0.29318
2012-12-24 16:00 | 0.28893 | 0.3064 | 0.19476 | 0.22692 | 0.52119 | 0.52119 | 0.52119 | 0.52119 | 0.23226 | 0.21479 | 0.32643 | 0.29427
2012-12-24 17:00 | 0.28297 | 0.29014 | 0.19376 | 0.22614 | 0.52119 | 0.52119 | 0.52119 | 0.52119 | 0.23821 | 0.23105 | 0.32743 | 0.29505
2012-12-24 18:00 | 0.25224 | 0.25761 | 0.19234 | 0.22215 | 0.52119 | 0.52119 | 0.52119 | 0.52119 | 0.26895 | 0.26358 | 0.32885 | 0.29904
2012-12-24 19:00 | 0.2298 | 0.21057 | 0.19083 | 0.22119 | 0.52119 | 0.52119 | 0.52119 | 0.52119 | 0.29139 | 0.31062 | 0.33036 | 0.3
2012-12-24 20:00 | 0.21437 | 0.18835 | 0.18919 | 0.22297 | 0.52119 | 0.52119 | 0.52119 | 0.52119 | 0.30682 | 0.33283 | 0.332 | 0.29822
2012-12-24 21:00 | 0.20122 | 0.17866 | 0.18682 | 0.22302 | 0.52119 | 0.52119 | 0.52119 | 0.52119 | 0.31997 | 0.34253 | 0.33437 | 0.29817
2012-12-24 22:00 | 0.18983 | 0.14198 | 0.18438 | 0.21994 | 0.52119 | 0.52119 | 0.52119 | 0.52119 | 0.33135 | 0.37921 | 0.33681 | 0.30125
2012-12-24 23:00 | 0.17953 | 0.11129 | 0.17906 | 0.2182 | 0.52119 | 0.52119 | 0.52119 | 0.52119 | 0.34166 | 0.4099 | 0.34212 | 0.30299
2012-12-25 | 0.1745 | 0.1116 | 0.17935 | 0.22334 | 0.52119 | 0.52119 | 0.52119 | 0.52119 | 0.34669 | 0.40959 | 0.34184 | 0.29785
2012-12-25 01:00 | 0.1737 | 0.10636 | 0.17572 | 0.22356 | 0.52119 | 0.52119 | 0.52119 | 0.52119 | 0.34749 | 0.41483 | 0.34547 | 0.29763
2012-12-25 02:00 | 0.17568 | 0.10487 | 0.17338 | 0.22128 | 0.52119 | 0.52119 | 0.52119 | 0.52119 | 0.34551 | 0.41632 | 0.34781 | 0.29991
2012-12-25 03:00 | 0.17668 | 0.10705 | 0.17622 | 0.22345 | 0.52119 | 0.52119 | 0.52119 | 0.52119 | 0.34451 | 0.41414 | 0.34497 | 0.29774
2012-12-25 04:00 | 0.17821 | 0.11147 | 0.17894 | 0.2223 | 0.52119 | 0.52119 | 0.52119 | 0.52119 | 0.34297 | 0.40972 | 0.34225 | 0.29889
2012-12-25 05:00 | 0.18315 | 0.11582 | 0.18503 | 0.22315 | 0.52119 | 0.52119 | 0.52119 | 0.52119 | 0.33804 | 0.40536 | 0.33616 | 0.29804
2012-12-25 06:00 | 0.19539 | 0.13253 | 0.187 | 0.22799 | 0.52119 | 0.52119 | 0.52119 | 0.52119 | 0.32579 | 0.38866 | 0.33418 | 0.2932
2012-12-25 07:00 | 0.20997 | 0.16804 | 0.18752 | 0.22695 | 0.52119 | 0.52119 | 0.52119 | 0.52119 | 0.31122 | 0.35315 | 0.33367 | 0.29424
2012-12-25 08:00 | 0.22629 | 0.21709 | 0.1981 | 0.22882 | 0.52119 | 0.52119 | 0.52119 | 0.52119 | 0.2949 | 0.30409 | 0.32309 | 0.29237
2012-12-25 09:00 | 0.2367 | 0.23932 | 0.19751 | 0.23095 | 0.52119 | 0.52119 | 0.52119 | 0.52119 | 0.28449 | 0.28187 | 0.32367 | 0.29024
2012-12-25 10:00 | 0.24074 | 0.24302 | 0.19262 | 0.22959 | 0.52119 | 0.52119 | 0.52119 | 0.52119 | 0.28044 | 0.27817 | 0.32857 | 0.2916
2012-12-25 11:00 | 0.24309 | 0.24395 | 0.18849 | 0.23068 | 0.52119 | 0.52119 | 0.52119 | 0.52119 | 0.2781 | 0.27723 | 0.3327 | 0.29051
2012-12-25 12:00 | 0.24187 | 0.24026 | 0.19108 | 0.22917 | 0.52119 | 0.52119 | 0.52119 | 0.52119 | 0.27932 | 0.28093 | 0.33011 | 0.29202
2012-12-25 13:00 | 0.23862 | 0.22911 | 0.18477 | 0.22698 | 0.52119 | 0.52119 | 0.52119 | 0.52119 | 0.28257 | 0.29208 | 0.33642 | 0.29421
2012-12-25 14:00 | 0.23498 | 0.22245 | 0.18243 | 0.2227 | 0.52119 | 0.52119 | 0.52119 | 0.52119 | 0.2862 | 0.29874 | 0.33876 | 0.29848
2012-12-25 15:00 | 0.22633 | 0.19594 | 0.18808 | 0.22189 | 0.52119 | 0.52119 | 0.52119 | 0.52119 | 0.29486 | 0.32525 | 0.33311 | 0.2993
2012-12-25 16:00 | 0.22182 | 0.17685 | 0.1884 | 0.22201 | 0.52119 | 0.52119 | 0.52119 | 0.52119 | 0.29937 | 0.34434 | 0.33279 | 0.29918
2012-12-25 17:00 | 0.21181 | 0.16133 | 0.18492 | 0.21999 | 0.52119 | 0.52119 | 0.52119 | 0.52119 | 0.30938 | 0.35986 | 0.33627 | 0.3012
2012-12-25 18:00 | 0.20744 | 0.153 | 0.18447 | 0.21581 | 0.52119 | 0.52119 | 0.52119 | 0.52119 | 0.31375 | 0.36819 | 0.33671 | 0.30538
2012-12-25 19:00 | 0.19557 | 0.1416 | 0.18106 | 0.21585 | 0.52119 | 0.52119 | 0.52119 | 0.52119 | 0.32561 | 0.37959 | 0.34013 | 0.30534
2012-12-25 20:00 | 0.194 | 0.13484 | 0.18025 | 0.21869 | 0.52119 | 0.52119 | 0.52119 | 0.52119 | 0.32719 | 0.38634 | 0.34094 | 0.3025
2012-12-25 21:00 | 0.19397 | 0.13029 | 0.18377 | 0.22134 | 0.52119 | 0.52119 | 0.52119 | 0.52119 | 0.32722 | 0.3909 | 0.33742 | 0.29985
2012-12-25 22:00 | 0.19136 | 0.12516 | 0.18694 | 0.21912 | 0.52119 | 0.52119 | 0.52119 | 0.52119 | 0.32983 | 0.39603 | 0.33425 | 0.30207
2012-12-25 23:00 | 0.19028 | 0.12139 | 0.18016 | 0.22093 | 0.52119 | 0.52119 | 0.52119 | 0.52119 | 0.33091 | 0.3998 | 0.34103 | 0.30026
2012-12-26 | 0.17685 | 0.10434 | 0.16979 | 0.21713 | 0.52119 | 0.52119 | 0.52119 | 0.52119 | 0.34433 | 0.41685 | 0.3514 | 0.30406
2012-12-26 01:00 | 0.17776 | 0.10123 | 0.17215 | 0.21768 | 0.52119 | 0.52119 | 0.52119 | 0.52119 | 0.34343 | 0.41996 | 0.34904 | 0.3035
2012-12-26 02:00 | 0.17646 | 0.10228 | 0.17682 | 0.2192 | 0.52119 | 0.52119 | 0.52119 | 0.52119 | 0.34473 | 0.41891 | 0.34437 | 0.30199
2012-12-26 03:00 | 0.18721 | 0.1035 | 0.18046 | 0.22034 | 0.52119 | 0.52119 | 0.52119 | 0.52119 | 0.33398 | 0.41768 | 0.34073 | 0.30085
2012-12-26 04:00 | 0.20558 | 0.12771 | 0.18301 | 0.22268 | 0.52119 | 0.52119 | 0.52119 | 0.52119 | 0.3156 | 0.39348 | 0.33818 | 0.2985
2012-12-26 05:00 | 0.23173 | 0.14895 | 0.18751 | 0.22747 | 0.52119 | 0.52119 | 0.52119 | 0.52119 | 0.28946 | 0.37223 | 0.33368 | 0.29372
2012-12-26 06:00 | 0.26955 | 0.23199 | 0.19856 | 0.23214 | 0.52119 | 0.52119 | 0.52119 | 0.52119 | 0.25164 | 0.2892 | 0.32263 | 0.28905
2012-12-26 07:00 | 0.29383 | 0.30653 | 0.19646 | 0.23372 | 0.52119 | 0.52119 | 0.52119 | 0.52119 | 0.22736 | 0.21466 | 0.32473 | 0.28747
2012-12-26 08:00 | 0.30001 | 0.32838 | 0.19816 | 0.23333 | 0.52119 | 0.52119 | 0.52119 | 0.52119 | 0.22118 | 0.1928 | 0.32303 | 0.28786
2012-12-26 09:00 | 0.2971 | 0.33436 | 0.19867 | 0.23383 | 0.52119 | 0.52119 | 0.52119 | 0.52119 | 0.22409 | 0.18682 | 0.32252 | 0.28735
2012-12-26 10:00 | 0.2927 | 0.32959 | 0.19954 | 0.23473 | 0.52119 | 0.52119 | 0.52119 | 0.52119 | 0.22849 | 0.1916 | 0.32165 | 0.28646
2012-12-26 11:00 | 0.29235 | 0.32239 | 0.19999 | 0.23423 | 0.52119 | 0.52119 | 0.52119 | 0.52119 | 0.22883 | 0.1988 | 0.3212 | 0.28696
2012-12-26 12:00 | 0.29171 | 0.31868 | 0.19954 | 0.23232 | 0.52119 | 0.52119 | 0.52119 | 0.52119 | 0.22948 | 0.20251 | 0.32165 | 0.28887
2012-12-26 13:00 | 0.29076 | 0.31901 | 0.20001 | 0.23109 | 0.52119 | 0.52119 | 0.52119 | 0.52119 | 0.23043 | 0.20218 | 0.32118 | 0.2901
2012-12-26 14:00 | 0.28996 | 0.31475 | 0.19668 | 0.22908 | 0.52119 | 0.52119 | 0.52119 | 0.52119 | 0.23122 | 0.20644 | 0.32451 | 0.29211
2012-12-26 15:00 | 0.28755 | 0.30926 | 0.1967 | 0.22651 | 0.52119 | 0.52119 | 0.52119 | 0.52119 | 0.23364 | 0.21193 | 0.32449 | 0.29468
2012-12-26 16:00 | 0.28462 | 0.30756 | 0.19691 | 0.22498 | 0.52119 | 0.52119 | 0.52119 | 0.52119 | 0.23657 | 0.21362 | 0.32428 | 0.29621
2012-12-26 17:00 | 0.27901 | 0.29174 | 0.19692 | 0.22434 | 0.52119 | 0.52119 | 0.52119 | 0.52119 | 0.24218 | 0.22945 | 0.32427 | 0.29684
2012-12-26 18:00 | 0.24544 | 0.25788 | 0.19335 | 0.2217 | 0.52119 | 0.52119 | 0.52119 | 0.52119 | 0.27574 | 0.26331 | 0.32784 | 0.29948
2012-12-26 19:00 | 0.22535 | 0.21139 | 0.19279 | 0.21961 | 0.52119 | 0.52119 | 0.52119 | 0.52119 | 0.29584 | 0.30979 | 0.3284 | 0.30158
2012-12-26 20:00 | 0.21002 | 0.188 | 0.19098 | 0.21964 | 0.52119 | 0.52119 | 0.52119 | 0.52119 | 0.31117 | 0.33319 | 0.3302 | 0.30154
2012-12-26 21:00 | 0.20118 | 0.17797 | 0.19176 | 0.21914 | 0.52119 | 0.52119 | 0.52119 | 0.52119 | 0.32001 | 0.34322 | 0.32943 | 0.30205
2012-12-26 22:00 | 0.18936 | 0.14153 | 0.18793 | 0.21618 | 0.52119 | 0.52119 | 0.52119 | 0.52119 | 0.33183 | 0.37966 | 0.33326 | 0.30501
2012-12-26 23:00 | 0.17901 | 0.11122 | 0.18188 | 0.21507 | 0.52119 | 0.52119 | 0.52119 | 0.52119 | 0.34218 | 0.40997 | 0.33931 | 0.30611
2012-12-27 | 0.17723 | 0.10454 | 0.17044 | 0.21782 | 0.52119 | 0.52119 | 0.52119 | 0.52119 | 0.34395 | 0.41664 | 0.35075 | 0.30337
2012-12-27 01:00 | 0.17803 | 0.10098 | 0.17172 | 0.21832 | 0.52119 | 0.52119 | 0.52119 | 0.52119 | 0.34316 | 0.42021 | 0.34947 | 0.30287
2012-12-27 02:00 | 0.17679 | 0.10241 | 0.17739 | 0.22018 | 0.52119 | 0.52119 | 0.52119 | 0.52119 | 0.34439 | 0.41878 | 0.3438 | 0.30101
2012-12-27 03:00 | 0.18738 | 0.10375 | 0.18137 | 0.22132 | 0.52119 | 0.52119 | 0.52119 | 0.52119 | 0.33381 | 0.41744 | 0.33982 | 0.29987
2012-12-27 04:00 | 0.20594 | 0.128 | 0.18278 | 0.22349 | 0.52119 | 0.52119 | 0.52119 | 0.52119 | 0.31525 | 0.39319 | 0.33841 | 0.2977
2012-12-27 05:00 | 0.23213 | 0.1487 | 0.18717 | 0.22858 | 0.52119 | 0.52119 | 0.52119 | 0.52119 | 0.28906 | 0.37249 | 0.33402 | 0.29261
2012-12-27 06:00 | 0.27065 | 0.23397 | 0.1973 | 0.2329 | 0.52119 | 0.52119 | 0.52119 | 0.52119 | 0.25054 | 0.28722 | 0.32389 | 0.28829
2012-12-27 07:00 | 0.29469 | 0.30592 | 0.19548 | 0.2349 | 0.52119 | 0.52119 | 0.52119 | 0.52119 | 0.2265 | 0.21526 | 0.32571 | 0.28629
2012-12-27 08:00 | 0.30024 | 0.32873 | 0.19638 | 0.23499 | 0.52119 | 0.52119 | 0.52119 | 0.52119 | 0.22095 | 0.19246 | 0.32481 | 0.2862
2012-12-27 09:00 | 0.29755 | 0.33367 | 0.19776 | 0.23542 | 0.52119 | 0.52119 | 0.52119 | 0.52119 | 0.22363 | 0.18752 | 0.32342 | 0.28576
2012-12-27 10:00 | 0.29376 | 0.3282 | 0.19534 | 0.2366 | 0.52119 | 0.52119 | 0.52119 | 0.52119 | 0.22742 | 0.19299 | 0.32585 | 0.28458
2012-12-27 11:00 | 0.29363 | 0.32045 | 0.19445 | 0.23605 | 0.52119 | 0.52119 | 0.52119 | 0.52119 | 0.22756 | 0.20074 | 0.32673 | 0.28514
2012-12-27 12:00 | 0.29269 | 0.31647 | 0.19198 | 0.23309 | 0.52119 | 0.52119 | 0.52119 | 0.52119 | 0.2285 | 0.20472 | 0.32921 | 0.2881
2012-12-27 13:00 | 0.292 | 0.31685 | 0.19604 | 0.23132 | 0.52119 | 0.52119 | 0.52119 | 0.52119 | 0.22919 | 0.20434 | 0.32514 | 0.28987
2012-12-27 14:00 | 0.29171 | 0.31387 | 0.19337 | 0.22963 | 0.52119 | 0.52119 | 0.52119 | 0.52119 | 0.22948 | 0.20732 | 0.32782 | 0.29156
2012-12-27 15:00 | 0.28934 | 0.3087 | 0.19421 | 0.22796 | 0.52119 | 0.52119 | 0.52119 | 0.52119 | 0.23185 | 0.21249 | 0.32698 | 0.29323
2012-12-27 16:00 | 0.28664 | 0.30738 | 0.1983 | 0.22625 | 0.52119 | 0.52119 | 0.52119 | 0.52119 | 0.23455 | 0.21381 | 0.32289 | 0.29494
2012-12-27 17:00 | 0.2806 | 0.29122 | 0.19697 | 0.22496 | 0.52119 | 0.52119 | 0.52119 | 0.52119 | 0.24059 | 0.22997 | 0.32422 | 0.29623
2012-12-27 18:00 | 0.24899 | 0.25826 | 0.19582 | 0.22193 | 0.52119 | 0.52119 | 0.52119 | 0.52119 | 0.2722 | 0.26293 | 0.32537 | 0.29926
2012-12-27 19:00 | 0.22698 | 0.21185 | 0.19521 | 0.2198 | 0.52119 | 0.52119 | 0.52119 | 0.52119 | 0.29421 | 0.30934 | 0.32598 | 0.30139
2012-12-27 20:00 | 0.21153 | 0.18844 | 0.19402 | 0.21965 | 0.52119 | 0.52119 | 0.52119 | 0.52119 | 0.30966 | 0.33274 | 0.32716 | 0.30154
2012-12-27 21:00 | 0.20113 | 0.17867 | 0.19184 | 0.21908 | 0.52119 | 0.52119 | 0.52119 | 0.52119 | 0.32005 | 0.34252 | 0.32935 | 0.30211
2012-12-27 22:00 | 0.18939 | 0.14218 | 0.1878 | 0.21606 | 0.52119 | 0.52119 | 0.52119 | 0.52119 | 0.33179 | 0.37901 | 0.33339 | 0.30513
2012-12-27 23:00 | 0.17893 | 0.11203 | 0.18124 | 0.21455 | 0.52119 | 0.52119 | 0.52119 | 0.52119 | 0.34225 | 0.40916 | 0.33995 | 0.30664
2012-12-28 | 0.17715 | 0.10558 | 0.17233 | 0.21766 | 0.52119 | 0.52119 | 0.52119 | 0.52119 | 0.34404 | 0.41561 | 0.34885 | 0.30353
2012-12-28 01:00 | 0.17794 | 0.10115 | 0.17406 | 0.21811 | 0.52119 | 0.52119 | 0.52119 | 0.52119 | 0.34325 | 0.42004 | 0.34713 | 0.30308
2012-12-28 02:00 | 0.17675 | 0.10267 | 0.17503 | 0.21973 | 0.52119 | 0.52119 | 0.52119 | 0.52119 | 0.34444 | 0.41852 | 0.34616 | 0.30146
2012-12-28 03:00 | 0.1872 | 0.10391 | 0.1801 | 0.2208 | 0.52119 | 0.52119 | 0.52119 | 0.52119 | 0.33399 | 0.41728 | 0.34109 | 0.30039
2012-12-28 04:00 | 0.20582 | 0.12815 | 0.18193 | 0.22329 | 0.52119 | 0.52119 | 0.52119 | 0.52119 | 0.31537 | 0.39303 | 0.33926 | 0.2979
2012-12-28 05:00 | 0.23191 | 0.14827 | 0.18678 | 0.22805 | 0.52119 | 0.52119 | 0.52119 | 0.52119 | 0.28928 | 0.37292 | 0.33441 | 0.29313
2012-12-28 06:00 | 0.27048 | 0.23425 | 0.19718 | 0.23249 | 0.52119 | 0.52119 | 0.52119 | 0.52119 | 0.25071 | 0.28694 | 0.32401 | 0.2887
2012-12-28 07:00 | 0.29522 | 0.30591 | 0.19568 | 0.23379 | 0.52119 | 0.52119 | 0.52119 | 0.52119 | 0.22597 | 0.21528 | 0.3255 | 0.28739
2012-12-28 08:00 | 0.30087 | 0.32886 | 0.19674 | 0.23471 | 0.52119 | 0.52119 | 0.52119 | 0.52119 | 0.22032 | 0.19233 | 0.32444 | 0.28648
2012-12-28 09:00 | 0.29835 | 0.33386 | 0.19731 | 0.23574 | 0.52119 | 0.52119 | 0.52119 | 0.52119 | 0.22283 | 0.18733 | 0.32388 | 0.28545
2012-12-28 10:00 | 0.29416 | 0.3281 | 0.19301 | 0.23683 | 0.52119 | 0.52119 | 0.52119 | 0.52119 | 0.22703 | 0.19308 | 0.32818 | 0.28436
2012-12-28 11:00 | 0.29409 | 0.32035 | 0.19105 | 0.23548 | 0.52119 | 0.52119 | 0.52119 | 0.52119 | 0.2271 | 0.20084 | 0.33014 | 0.28571
2012-12-28 12:00 | 0.29318 | 0.31628 | 0.18906 | 0.23279 | 0.52119 | 0.52119 | 0.52119 | 0.52119 | 0.22801 | 0.20491 | 0.33213 | 0.2884
2012-12-28 13:00 | 0.29261 | 0.31637 | 0.19325 | 0.23119 | 0.52119 | 0.52119 | 0.52119 | 0.52119 | 0.22858 | 0.20482 | 0.32794 | 0.29
2012-12-28 14:00 | 0.29236 | 0.31361 | 0.19404 | 0.22954 | 0.52119 | 0.52119 | 0.52119 | 0.52119 | 0.22883 | 0.20758 | 0.32715 | 0.29165
2012-12-28 15:00 | 0.2901 | 0.30849 | 0.19581 | 0.22798 | 0.52119 | 0.52119 | 0.52119 | 0.52119 | 0.23109 | 0.2127 | 0.32537 | 0.2932
2012-12-28 16:00 | 0.28723 | 0.30711 | 0.19831 | 0.22639 | 0.52119 | 0.52119 | 0.52119 | 0.52119 | 0.23396 | 0.21408 | 0.32287 | 0.2948
2012-12-28 17:00 | 0.28072 | 0.29056 | 0.19867 | 0.2257 | 0.52119 | 0.52119 | 0.52119 | 0.52119 | 0.24047 | 0.23062 | 0.32252 | 0.29548
2012-12-28 18:00 | 0.24854 | 0.25876 | 0.1963 | 0.22173 | 0.52119 | 0.52119 | 0.52119 | 0.52119 | 0.27265 | 0.26243 | 0.32489 | 0.29946
2012-12-28 19:00 | 0.22684 | 0.21242 | 0.19669 | 0.21999 | 0.52119 | 0.52119 | 0.52119 | 0.52119 | 0.29434 | 0.30877 | 0.3245 | 0.3012
2012-12-28 20:00 | 0.21141 | 0.1888 | 0.19459 | 0.22051 | 0.52119 | 0.52119 | 0.52119 | 0.52119 | 0.30978 | 0.33239 | 0.3266 | 0.30068
2012-12-28 21:00 | 0.20124 | 0.17895 | 0.19233 | 0.21963 | 0.52119 | 0.52119 | 0.52119 | 0.52119 | 0.31995 | 0.34224 | 0.32886 | 0.30156
2012-12-28 22:00 | 0.18953 | 0.14248 | 0.18856 | 0.21694 | 0.52119 | 0.52119 | 0.52119 | 0.52119 | 0.33166 | 0.37871 | 0.33263 | 0.30424
2012-12-28 23:00 | 0.1792 | 0.11222 | 0.18215 | 0.21552 | 0.52119 | 0.52119 | 0.52119 | 0.52119 | 0.34199 | 0.40896 | 0.33904 | 0.30567
2012-12-29 | 0.17476 | 0.11753 | 0.17427 | 0.22029 | 0.52119 | 0.52119 | 0.52119 | 0.52119 | 0.34642 | 0.40366 | 0.34692 | 0.3009
2012-12-29 01:00 | 0.17429 | 0.11274 | 0.17047 | 0.22206 | 0.52119 | 0.52119 | 0.52119 | 0.52119 | 0.3469 | 0.40845 | 0.35072 | 0.29913
2012-12-29 02:00 | 0.17735 | 0.11178 | 0.16972 | 0.22133 | 0.52119 | 0.52119 | 0.52119 | 0.52119 | 0.34384 | 0.40941 | 0.35147 | 0.29986
2012-12-29 03:00 | 0.17807 | 0.10691 | 0.17048 | 0.22201 | 0.52119 | 0.52119 | 0.52119 | 0.52119 | 0.34312 | 0.41428 | 0.35071 | 0.29918
2012-12-29 04:00 | 0.17954 | 0.11128 | 0.17141 | 0.2224 | 0.52119 | 0.52119 | 0.52119 | 0.52119 | 0.34165 | 0.40991 | 0.34978 | 0.29879
2012-12-29 05:00 | 0.18344 | 0.11506 | 0.18248 | 0.22455 | 0.52119 | 0.52119 | 0.52119 | 0.52119 | 0.33775 | 0.40613 | 0.33871 | 0.29664
2012-12-29 06:00 | 0.19607 | 0.13046 | 0.18774 | 0.22563 | 0.52119 | 0.52119 | 0.52119 | 0.52119 | 0.32511 | 0.39072 | 0.33345 | 0.29556
2012-12-29 07:00 | 0.21116 | 0.16646 | 0.18628 | 0.22531 | 0.52119 | 0.52119 | 0.52119 | 0.52119 | 0.31003 | 0.35472 | 0.33491 | 0.29588
2012-12-29 08:00 | 0.22678 | 0.21447 | 0.19682 | 0.22814 | 0.52119 | 0.52119 | 0.52119 | 0.52119 | 0.2944 | 0.30672 | 0.32437 | 0.29305
2012-12-29 09:00 | 0.23585 | 0.23877 | 0.19121 | 0.23132 | 0.52119 | 0.52119 | 0.52119 | 0.52119 | 0.28533 | 0.28242 | 0.32998 | 0.28986
2012-12-29 10:00 | 0.24019 | 0.24143 | 0.18735 | 0.23025 | 0.52119 | 0.52119 | 0.52119 | 0.52119 | 0.281 | 0.27976 | 0.33384 | 0.29094
2012-12-29 11:00 | 0.24335 | 0.24009 | 0.18918 | 0.23221 | 0.52119 | 0.52119 | 0.52119 | 0.52119 | 0.27784 | 0.2811 | 0.332 | 0.28898
2012-12-29 12:00 | 0.24295 | 0.23575 | 0.1885 | 0.23081 | 0.52119 | 0.52119 | 0.52119 | 0.52119 | 0.27824 | 0.28544 | 0.33268 | 0.29038
2012-12-29 13:00 | 0.23944 | 0.2245 | 0.18378 | 0.22782 | 0.52119 | 0.52119 | 0.52119 | 0.52119 | 0.28175 | 0.29668 | 0.33741 | 0.29336
2012-12-29 14:00 | 0.23505 | 0.21788 | 0.18451 | 0.22403 | 0.52119 | 0.52119 | 0.52119 | 0.52119 | 0.28614 | 0.30331 | 0.33668 | 0.29716
2012-12-29 15:00 | 0.22701 | 0.19237 | 0.18323 | 0.22333 | 0.52119 | 0.52119 | 0.52119 | 0.52119 | 0.29418 | 0.32882 | 0.33796 | 0.29786
2012-12-29 16:00 | 0.22189 | 0.17663 | 0.18612 | 0.22354 | 0.52119 | 0.52119 | 0.52119 | 0.52119 | 0.29929 | 0.34456 | 0.33507 | 0.29765
2012-12-29 17:00 | 0.21213 | 0.16315 | 0.18641 | 0.22128 | 0.52119 | 0.52119 | 0.52119 | 0.52119 | 0.30905 | 0.35803 | 0.33478 | 0.29991
2012-12-29 18:00 | 0.2076 | 0.15512 | 0.18768 | 0.21651 | 0.52119 | 0.52119 | 0.52119 | 0.52119 | 0.31359 | 0.36607 | 0.33351 | 0.30467
2012-12-29 19:00 | 0.19661 | 0.14364 | 0.18223 | 0.21646 | 0.52119 | 0.52119 | 0.52119 | 0.52119 | 0.32458 | 0.37755 | 0.33896 | 0.30472
2012-12-29 20:00 | 0.19636 | 0.13698 | 0.1815 | 0.21963 | 0.52119 | 0.52119 | 0.52119 | 0.52119 | 0.32483 | 0.38421 | 0.33969 | 0.30156
2012-12-29 21:00 | 0.19325 | 0.13272 | 0.18531 | 0.22068 | 0.52119 | 0.52119 | 0.52119 | 0.52119 | 0.32794 | 0.38846 | 0.33587 | 0.30051
2012-12-29 22:00 | 0.19048 | 0.12757 | 0.18263 | 0.22092 | 0.52119 | 0.52119 | 0.52119 | 0.52119 | 0.33071 | 0.39362 | 0.33856 | 0.30026
2012-12-29 23:00 | 0.18944 | 0.11737 | 0.18157 | 0.22179 | 0.52119 | 0.52119 | 0.52119 | 0.52119 | 0.33175 | 0.40381 | 0.33962 | 0.2994
2012-12-30 | 0.17452 | 0.11389 | 0.17548 | 0.22108 | 0.52119 | 0.52119 | 0.52119 | 0.52119 | 0.34667 | 0.40729 | 0.34571 | 0.3001
2012-12-30 01:00 | 0.17348 | 0.10879 | 0.17136 | 0.22259 | 0.52119 | 0.52119 | 0.52119 | 0.52119 | 0.34771 | 0.41239 | 0.34983 | 0.2986
2012-12-30 02:00 | 0.17685 | 0.10795 | 0.16974 | 0.22147 | 0.52119 | 0.52119 | 0.52119 | 0.52119 | 0.34434 | 0.41323 | 0.35144 | 0.29972
2012-12-30 03:00 | 0.17784 | 0.10718 | 0.1721 | 0.22321 | 0.52119 | 0.52119 | 0.52119 | 0.52119 | 0.34335 | 0.41401 | 0.34909 | 0.29798
2012-12-30 04:00 | 0.17916 | 0.11189 | 0.17319 | 0.22301 | 0.52119 | 0.52119 | 0.52119 | 0.52119 | 0.34203 | 0.40929 | 0.348 | 0.29818
2012-12-30 05:00 | 0.18291 | 0.11523 | 0.18428 | 0.22397 | 0.52119 | 0.52119 | 0.52119 | 0.52119 | 0.33828 | 0.40596 | 0.3369 | 0.29722
2012-12-30 06:00 | 0.1953 | 0.13053 | 0.18987 | 0.22796 | 0.52119 | 0.52119 | 0.52119 | 0.52119 | 0.32589 | 0.39066 | 0.33132 | 0.29323
2012-12-30 07:00 | 0.2113 | 0.16672 | 0.18807 | 0.22706 | 0.52119 | 0.52119 | 0.52119 | 0.52119 | 0.30989 | 0.35446 | 0.33312 | 0.29412
2012-12-30 08:00 | 0.22761 | 0.21489 | 0.19841 | 0.22983 | 0.52119 | 0.52119 | 0.52119 | 0.52119 | 0.29358 | 0.3063 | 0.32278 | 0.29136
2012-12-30 09:00 | 0.23734 | 0.23707 | 0.19182 | 0.23129 | 0.52119 | 0.52119 | 0.52119 | 0.52119 | 0.28385 | 0.28412 | 0.32937 | 0.28989
2012-12-30 10:00 | 0.24242 | 0.23845 | 0.1873 | 0.23074 | 0.52119 | 0.52119 | 0.52119 | 0.52119 | 0.27877 | 0.28274 | 0.33389 | 0.29044
2012-12-30 11:00 | 0.24465 | 0.23928 | 0.18919 | 0.23222 | 0.52119 | 0.52119 | 0.52119 | 0.52119 | 0.27654 | 0.2819 | 0.332 | 0.28897
2012-12-30 12:00 | 0.24453 | 0.23617 | 0.18786 | 0.2304 | 0.52119 | 0.52119 | 0.52119 | 0.52119 | 0.27665 | 0.28502 | 0.33333 | 0.29079
2012-12-30 13:00 | 0.2409 | 0.22605 | 0.18307 | 0.2276 | 0.52119 | 0.52119 | 0.52119 | 0.52119 | 0.28029 | 0.29514 | 0.33812 | 0.29359
2012-12-30 14:00 | 0.23483 | 0.22004 | 0.18153 | 0.22355 | 0.52119 | 0.52119 | 0.52119 | 0.52119 | 0.28636 | 0.30115 | 0.33966 | 0.29764
2012-12-30 15:00 | 0.22672 | 0.19393 | 0.18736 | 0.22286 | 0.52119 | 0.52119 | 0.52119 | 0.52119 | 0.29446 | 0.32726 | 0.33382 | 0.29833
2012-12-30 16:00 | 0.22178 | 0.17767 | 0.18842 | 0.22322 | 0.52119 | 0.52119 | 0.52119 | 0.52119 | 0.29941 | 0.34352 | 0.33277 | 0.29796
2012-12-30 17:00 | 0.21273 | 0.16372 | 0.185 | 0.22114 | 0.52119 | 0.52119 | 0.52119 | 0.52119 | 0.30846 | 0.35747 | 0.33619 | 0.30005
2012-12-30 18:00 | 0.20816 | 0.15538 | 0.18686 | 0.21629 | 0.52119 | 0.52119 | 0.52119 | 0.52119 | 0.31302 | 0.36581 | 0.33433 | 0.3049
2012-12-30 19:00 | 0.19803 | 0.14374 | 0.18138 | 0.21623 | 0.52119 | 0.52119 | 0.52119 | 0.52119 | 0.32316 | 0.37745 | 0.33981 | 0.30496
2012-12-30 20:00 | 0.19765 | 0.13668 | 0.18119 | 0.21906 | 0.52119 | 0.52119 | 0.52119 | 0.52119 | 0.32354 | 0.38451 | 0.34 | 0.30212
2012-12-30 21:00 | 0.19339 | 0.13194 | 0.18477 | 0.22165 | 0.52119 | 0.52119 | 0.52119 | 0.52119 | 0.3278 | 0.38924 | 0.33642 | 0.29954
2012-12-30 22:00 | 0.1907 | 0.1273 | 0.18658 | 0.22033 | 0.52119 | 0.52119 | 0.52119 | 0.52119 | 0.33049 | 0.39389 | 0.3346 | 0.30086
2012-12-30 23:00 | 0.18956 | 0.11608 | 0.18125 | 0.22161 | 0.52119 | 0.52119 | 0.52119 | 0.52119 | 0.33163 | 0.4051 | 0.33994 | 0.29957
2012-12-31 | 0.17746 | 0.10523 | 0.17228 | 0.21798 | 0.52119 | 0.52119 | 0.52119 | 0.52119 | 0.34373 | 0.41596 | 0.3489 | 0.3032
2012-12-31 01:00 | 0.17831 | 0.10108 | 0.1745 | 0.21869 | 0.52119 | 0.52119 | 0.52119 | 0.52119 | 0.34287 | 0.42011 | 0.34669 | 0.3025
2012-12-31 02:00 | 0.17571 | 0.10262 | 0.17775 | 0.22033 | 0.52119 | 0.52119 | 0.52119 | 0.52119 | 0.34548 | 0.41857 | 0.34344 | 0.30085
2012-12-31 03:00 | 0.18682 | 0.10388 | 0.18254 | 0.22158 | 0.52119 | 0.52119 | 0.52119 | 0.52119 | 0.33436 | 0.41731 | 0.33865 | 0.29961
2012-12-31 04:00 | 0.20474 | 0.12813 | 0.18374 | 0.22384 | 0.52119 | 0.52119 | 0.52119 | 0.52119 | 0.31645 | 0.39306 | 0.33745 | 0.29735
2012-12-31 05:00 | 0.23082 | 0.14852 | 0.18818 | 0.2289 | 0.52119 | 0.52119 | 0.52119 | 0.52119 | 0.29036 | 0.37267 | 0.33301 | 0.29229
2012-12-31 06:00 | 0.26957 | 0.23403 | 0.19785 | 0.23307 | 0.52119 | 0.52119 | 0.52119 | 0.52119 | 0.25162 | 0.28715 | 0.32333 | 0.28812
2012-12-31 07:00 | 0.29366 | 0.30594 | 0.19602 | 0.23575 | 0.52119 | 0.52119 | 0.52119 | 0.52119 | 0.22753 | 0.21524 | 0.32517 | 0.28544
2012-12-31 08:00 | 0.29997 | 0.32872 | 0.19627 | 0.23579 | 0.52119 | 0.52119 | 0.52119 | 0.52119 | 0.22122 | 0.19247 | 0.32492 | 0.2854
2012-12-31 09:00 | 0.29751 | 0.33324 | 0.19735 | 0.23567 | 0.52119 | 0.52119 | 0.52119 | 0.52119 | 0.22368 | 0.18795 | 0.32383 | 0.28552
2012-12-31 10:00 | 0.29561 | 0.32753 | 0.19678 | 0.23625 | 0.52119 | 0.52119 | 0.52119 | 0.52119 | 0.22558 | 0.19366 | 0.32441 | 0.28494
2012-12-31 11:00 | 0.29502 | 0.32137 | 0.19746 | 0.23574 | 0.52119 | 0.52119 | 0.52119 | 0.52119 | 0.22617 | 0.19981 | 0.32373 | 0.28545
2012-12-31 12:00 | 0.29359 | 0.31761 | 0.19616 | 0.23267 | 0.52119 | 0.52119 | 0.52119 | 0.52119 | 0.2276 | 0.20358 | 0.32503 | 0.28851
2012-12-31 13:00 | 0.29263 | 0.31761 | 0.19869 | 0.23118 | 0.52119 | 0.52119 | 0.52119 | 0.52119 | 0.22856 | 0.20358 | 0.32249 | 0.29001
2012-12-31 14:00 | 0.29227 | 0.31391 | 0.19503 | 0.22928 | 0.52119 | 0.52119 | 0.52119 | 0.52119 | 0.22892 | 0.20728 | 0.32616 | 0.29191
2012-12-31 15:00 | 0.28997 | 0.30859 | 0.19541 | 0.22746 | 0.52119 | 0.52119 | 0.52119 | 0.52119 | 0.23122 | 0.21259 | 0.32578 | 0.29373
2012-12-31 16:00 | 0.28766 | 0.30727 | 0.19828 | 0.22557 | 0.52119 | 0.52119 | 0.52119 | 0.52119 | 0.23353 | 0.21392 | 0.32291 | 0.29562
2012-12-31 17:00 | 0.28229 | 0.29114 | 0.1974 | 0.22449 | 0.52119 | 0.52119 | 0.52119 | 0.52119 | 0.23889 | 0.23005 | 0.32379 | 0.2967
2012-12-31 18:00 | 0.2508 | 0.25818 | 0.19486 | 0.22187 | 0.52119 | 0.52119 | 0.52119 | 0.52119 | 0.27039 | 0.26301 | 0.32633 | 0.29932
2012-12-31 19:00 | 0.22871 | 0.21163 | 0.19395 | 0.22002 | 0.52119 | 0.52119 | 0.52119 | 0.52119 | 0.29248 | 0.30956 | 0.32724 | 0.30117
2012-12-31 20:00 | 0.21344 | 0.18827 | 0.19344 | 0.22007 | 0.52119 | 0.52119 | 0.52119 | 0.52119 | 0.30775 | 0.33291 | 0.32775 | 0.30111
2012-12-31 21:00 | 0.2013 | 0.17815 | 0.19263 | 0.21977 | 0.52119 | 0.52119 | 0.52119 | 0.52119 | 0.31989 | 0.34304 | 0.32855 | 0.30142
2012-12-31 22:00 | 0.1897 | 0.14168 | 0.18893 | 0.21713 | 0.52119 | 0.52119 | 0.52119 | 0.52119 | 0.33149 | 0.3795 | 0.33226 | 0.30406
2012-12-31 23:00 | 0.17937 | 0.11137 | 0.18253 | 0.21606 | 0.52119 | 0.52119 | 0.52119 | 0.52119 | 0.34182 | 0.40982 | 0.33866 | 0.30513